## 6A
Uniprise® Solutions | [9 empty] | MENU
[10 empty] | Cable |  |  |  |  | Jacks (SL-Series) |  |  |  | Patch Cords |  |  |  |  | Patch Panels Keystone |  |  |  | Cable (Outdoor)
Category 6A | [9 empty] | Cable (Shielded) |  |  |  |  | Jacks (M-Series Shielded) |  |  |  | Patch Cords (Shielded) |  |  |  |  | Patch Panels (Shielded) |  |  |  | Cable (Indoor/Outdoor)
[10 empty] | Ceiling Connector Assembly |  |  |  |  | Jacks (SL Shielded) |  |  |  | Patch Panels M Series |  |  |  |  | Patch Panels (SL Shielded)
10GBASE-T v 10 Gb/s Ethernet v 500 MHz Bandwidth | [9 empty] | Jacks (M-Series) |  |  |  |  | Modular Plugs |  |  |  | Patch Panels SL Series |  |  |  |  | Secure
CATEGORY 6A 10G CABLE (U/UTP) v CMP O.D. = 0.285 in (7.239 mm); CMR O.D. = 0.285 in (7.239 mm)
Pallet Qty |  | MOQ (Plenum) |  |  |  | MOQ (Nonplenum) |  |  |  |  | PLENUM | [8 empty] | NON-PLENUM
Boxes: 16,000 ft |  | 16K; mult of 8K |  |  |  | 8K; mult of 8K |  |  |  |  | Product # |  |  |  |  | Material ID |  |  |  | Product # | [5 empty] | Material ID
Reels: 16,000 ft |  | 27K; mult of 9K |  |  |  | 9K; mult of 9K
Category 6A "Ultra 10®" U/UTP, 4-pair, 1000 ft box, blue | [10 empty] | CS44P BLU C6A 4/23 U/UTP CPK 1KFT |  |  |  |  | UN874035114/10 |  |  |  | CS44R BLU C6A 4/23 U/UTP CPK 1KFT | [5 empty] | UN884031014/10
Category 6A "Ultra 10®" U/UTP, 4-pair, 1000 ft box, white | [10 empty] | CS44P WHT C6A 4/23 U/UTP CPK 1KFT |  |  |  |  | UN874026814/10 |  |  |  | CS44R WHT C6A 4/23 U/UTP CPK 1KFT | [5 empty] | UN884025514/10
Category 6A "Ultra 10®" U/UTP, 4-pair, 1000 ft box, pink | [10 empty] | CS44P PNK C6A 4/23 U/UTP CPK 1KFT |  |  |  |  | UN874040614/10 |  |  |  | n/a | [5 empty] | n/a
Category 6A "Ultra 10®" U/UTP, 4-pair, 1000 ft box, yellow | [10 empty] | CS44P YEL C6A 4/23 U/UTP CPK 1KFT |  |  |  |  | UN874050014/10 |  |  |  | CS44R YEL C6A 4/23 U/UTP CPK 1KFT | [5 empty] | UN884031714/10
Category 6A "Ultra 10®" U/UTP, 4-pair, 1000 ft box, gray | [10 empty] | CS44P GRY C6A 4/23 U/UTP CPK 1KFT |  |  |  |  | UN874044414/10 |  |  |  | CS44R GRY C6A 4/23 U/UTP CPK 1KFT | [5 empty] | UN884019314/10
Category 6A "Ultra 10®" U/UTP, 4-pair, 1000 ft box, orange | [10 empty] | CS44P ORG C6A 4/23 U/UTP CPK 1KFT |  |  |  |  | UN874015814/10 |  |  |  | CS44R ORG C6A 4/23 U/UTP CPK 1KFT | [5 empty] | UN884029914/10
Category 6A "Ultra 10®" U/UTP, 4-pair, 1000 ft box, pink | [10 empty] | CS44P VLT C6A 4/23 U/UTP CPK 1KFT |  |  |  |  | UN874041614/10 |  |  |  | n/a | [5 empty] | n/a
Category 6A "Ultra 10®" U/UTP, 4-pair, 1000 ft box, teal | [10 empty] | CS44P TEL C6A 4/23 U/UTP CPK 1KFT |  |  |  |  | UN874016614/10 |  |  |  | n/a | [5 empty] | n/a
Category 6A "Ultra 10®" U/UTP, 4-pair, 1000 ft box, red | [10 empty] | CS44P RED C6A 4/23 U/UTP CPK 1KFT |  |  |  |  | UN874027214/10 |  |  |  | CS44R RED C6A 4/23 U/UTP CPK 1KFT | [5 empty] | UN884030414/10
Category 6A "Ultra 10®" U/UTP, 4-pair, 1000 ft box, black | [10 empty] | CS44P BLK C6A 4/23 U/UTP CPK 1KFT |  |  |  |  | UN874021414/10 |  |  |  | CS44R BLK C6A 4/23 U/UTP CPK 1KFT | [5 empty] | UN884032614/10
Category 6A "Ultra 10®" U/UTP, 4-pair, 1000 ft box, green | [10 empty] | CS44P GRN C6A 4/23 U/UTP CPK 1KFT |  |  |  |  | UN874035914/10 |  |  |  | CS44R GRN C6A 4/23 U/UTP CPK 1KFT | [5 empty] | UN884018914/10
Product Note: |  | Uniprise Category 6A cable is also available on reels; 1K' and 3K' putups | [15 empty] | Cabling & Pathways Calculator
CATEGORY 6A CABLE (F/UTP) v CMP O.D. = 0.276 in (7.010 mm); CMR O.D. = 0.296 in (7.518 mm)
Pallet Quantity | [7 empty] | Cabling & Pathways Calculator |  |  | PLENUM | [8 empty] | NON-PLENUM
Reels: COMMSCOPE ships 15,000 ft per pallet | [10 empty] | Product # |  |  |  |  | Material ID |  |  |  | Product # | [5 empty] | Material ID
Category 6A "Ultra 10®" F/UTP, 4-pair, 1000 ft reel, blue | [10 empty] | CS44P BLU C6A 4/23 F/UTP RL 1KFT |  |  |  |  | UN874034704/10 |  |  |  | CS44R BLU C6A 4/23 F/UTP RL 1KFT | [5 empty] | UN884018404/10
Category 6A "Ultra 10®" F/UTP, 4-pair, 1000 ft reel, white | [10 empty] | CS44P WHT C6A 4/23 F/UTP RL 1KFT |  |  |  |  | UN874048904/10 |  |  |  | CS44R WHT C6A 4/23 F/UTP RL 1KFT | [5 empty] | UN884017404/10
Category 6A "Ultra 10®" F/UTP, 4-pair, 1000 ft reel, yellow | [10 empty] | CS44P YEL C6A 4/23 F/UTP RL 1KFT |  |  |  |  | UN874021004/10 |  |  |  | CS44R YEL C6A 4/23 F/UTP RL 1KFT | [5 empty] | UN884021604/10
Category 6A "Ultra 10®" F/UTP, 4-pair, 1000 ft reel, red | [10 empty] | CS44P RED C6A 4/23 F/UTP RL 1KFT |  |  |  |  | UN874023704/10 |  |  |  | CS44R RED C6A 4/23 F/UTP RL 1KFT | [5 empty] | UN884024104/10
Category 6A "Ultra 10®" F/UTP, 4-pair, 1000 ft reel, green | [10 empty] | CS44P GRN C6A 4/23 F/UTP RL 1KFT |  |  |  |  | UN874048604/10 |  |  |  | CS44R GRN C6A 4/23 F/UTP RL 1KFT | [5 empty] | UN884029304/10
Category 6A "Ultra 10®" F/UTP, 4-pair, 1000 ft reel, orange | [10 empty] | n/a |  |  |  |  | n/a |  |  |  | CS44R ORG C6A 4/23 F/UTP RL 1KFT | [5 empty] | UN884016304/10
Category 6A "Ultra 10®" F/UTP, 4-pair, 1000 ft reel, black | [10 empty] | CS44P BLK C6A 4/23 F/UTP RL 1KFT |  |  |  |  | UN874028604/10 |  |  |  | n/a | [5 empty] | n/a
Category 6A "Ultra 10®" F/UTP, 4-pair, 1000 ft reel, violet | [10 empty] | CS44P VLT C6A 4/23 F/UTP RL 1KFT |  |  |  |  | UN874047704/10 |  |  |  | n/a | [5 empty] | n/a
Category 6A "Ultra 10®" F/UTP, 4-pair, 1000 ft reel, gray | [10 empty] | CS44P GRY C6A 4/23 F/UTP RL 1KFT |  |  |  |  | UN874016304/10 |  |  |  | CS44R GRY C6A 4/23 F/UTP RL 1KFT | [5 empty] | UN884033904/10
CATEGORY 6A OUTDOOR UV RESISTANT
Shielded v O.D. = 0.330 in (8.382 mm)
[5 empty] | 1592A Category 6A F/UTP Cable, outdoor, black jacket, aluminum tape | [9 empty] | 1000 ft reel |  | 1592A BK 4/24 R1000 |  |  |  |  | 760178129
[15 empty] | 3000 ft reel |  | N/A |  |  |  |  | N/A
[15 empty] | 6000 ft reel |  | N/A |  |  |  |  | N/A
Cabling & Pathways Calculator
CATEGORY 6A INDOOR/OUTDOOR
[5 empty] | CS44P-IO Indoor/Outdoor Category 6A U/UTP Cable, plenum, outdoor rated, black jacket, 4 pair count, 1000 ft (305 m) length reel | [9 empty] | 1000 ft reel |  | 874036404/10
[15 empty] | 3000 ft reel |  | N/A
[15 empty] | 6000 ft reel |  | N/A
Jacks (M-Series)
|  |  |  | Color |  | Product # |  |  | Material ID |  |  |  | Color |  | Product # |  | Material ID |  |  |  | Instruction Library |  | UNJ10G Outlet Instructions
|  |  |  | Blue |  | UNJ10G-BL |  |  | 760241176 |  |  |  | Green |  | UNJ10G-GR |  | 760241179
|  |  |  | Yellow |  | UNJ10G-YL |  |  | 760241178 |  |  |  | Ivory |  | UNJ10G-IV |  | 760241181
|  |  |  | Gray |  | UNJ10G-GY |  |  | 760241174 |  |  |  | Violet |  | UNJ10G-VL |  | 760241180
|  |  |  | White |  | UNJ10G-WH |  |  | 760241182 |  |  |  | Red |  | UNJ10G-RD |  | 760241177 |  |  |  | Hand Termination Tool
|  |  |  | Orange |  | UNJ10G-OR |  |  | 760241175 |  |  |  | Black |  | UNJ10G-BK |  | 760241173
|  |  |  | Almond |  | UNJ10G-AL |  |  | 760241172 |  |  |  | Brown |  | UNJ10G-BN |  | N/A
|  |  |  | ProWhite |  | UNJ10G-A.WHT |  |  | 760241183
[21 empty] | Tool |  |  |  | Description
[21 empty] | 1725150-6 |  |  |  | SL tool kit with lacing fixture
[21 empty] | 1725150-3 |  |  |  | SL tool kit without lacing fixture
[21 empty] | 1673956-6 zoom in Click image above to enlarge 1673956-6 zoom in Click image above to enlarge 1673956-6 |  |  |  | SL tool lacing fixture
zoom in Click image above to enlarge 1673956-6
Jacks (SL-Series)
|  |  |  | SL Opening (without dust cover) | [8 empty] | SL Opening (with dust cover) | [7 empty] | Hand Termination Tool
|  |  |  | Color |  | Material ID |  |  | Product # |  |  |  | Color |  | Material ID |  | Product #
|  |  |  | Blue |  | 760241141 |  |  | USL10G-BLU |  |  |  | Blue |  | 760241153 |  | USL10G-DC-BLU
|  |  |  | Yellow |  | 760241143 |  |  | USL10G-YEL |  |  |  | Yellow |  | 760241155 |  | USL10G-DC-YEL
|  |  |  | Gray |  | 760241139 |  |  | USL10G-GRY |  |  |  | Gray |  | 760241151 |  | USL10G-DC-GRY
|  |  |  | Alpne White |  | 760241147 |  |  | USL10G-A.WHT |  |  |  | Alpne White |  | 760241159 |  | USL10G-DC-A.WHT |  |  |  | Tool |  |  |  | Description
|  |  |  | Orange |  | 760241140 |  |  | USL10G-ORG |  |  |  | Orange |  | 760241152 |  | USL10G-DC-ORG |  |  |  | 1725150-6 |  |  |  | SL tool kit with lacing fixture
|  |  |  | Almond |  | 760241137 |  |  | USL10G-L.ALD |  |  |  | Almond |  | 760241149 |  | USL10G-DC-L.ALD |  |  |  | 1725150-3 |  |  |  | SL tool kit without lacing fixture
|  |  |  | Elec Ivory |  | 760241146 |  |  | USL10G-E.IVY |  |  |  | Elec Ivory |  | 760241158 |  | USL10G-DC-E.IVY |  |  |  | 1673956-6 zoom in Click image above to enlarge 1673956-6 zoom in Click image above to enlarge 1673956-6 |  |  |  | SL tool lacing fixture
|  |  |  | Black |  | 760241138 |  |  | USL10G-BLK |  |  |  | Black |  | 760241150 |  | USL10G-DC-BLK
|  |  |  | Red |  | 760241142 |  |  | USL10G-RED |  |  |  | Red |  | 760241154 |  | USL10G-DC-RED |  |  |  | Instruction Library |  | USL10G Outlet Instructions
|  |  |  | Green |  | 760241144 |  |  | USL10G-GRN |  |  |  | Green |  | 760241156 |  | USL10G-DC-GRN
|  |  |  | Violet |  | 760241145 |  |  | USL10G-VIO |  |  |  | Violet |  | 760241157 |  | USL10G-DC-VIO
Jacks - Shielded (M-Series)
[19 empty] | Color |  | Product # |  |  |  |  | Material ID
[19 empty] | Blue |  | HGS-A-MS-BLUE |  |  |  |  | 760154252
[19 empty] | Yellow |  | HGS-A-MS-YELLOW |  |  |  |  | 760154245
[19 empty] | Gray |  | HGS-A-MS-GRAY |  |  |  |  | 760154203
[19 empty] | White |  | HGS-A-MS-WHITE |  |  |  |  | 760154187
[19 empty] | Orange |  | HGS-A-MS-ORANGE |  |  |  |  | 760154229
[19 empty] | Black |  | HGS-A-MS-BLACK |  |  |  |  | 760154211
Single | [18 empty] | Green |  | HGS-A-MS-GREEN |  |  |  |  | 760154237
HFTP-J10G, GR | [18 empty] | Ivory |  | HGS-A-MS-IVORY |  |  |  |  | 760154195
760238103 | [18 empty] | Red |  | HGS-A-MS-RED |  |  |  |  | 760154260
[14 empty] | PRODUCT NOTE: |  |  |  | M-Series adapters can be used to color-code shielded jacks. Pkg of 25. Minimum order qty 20 pkgs.
Hand Termination Tool
[14 empty] | CommScope Instruction Library | [7 empty] | HFTP Shielded Outlet Termination Instructions
Tool |  |  | Description
1725150-6 |  |  | SL tool kit with lacing fixture
1725150-3 |  |  | SL tool kit without lacing fixture
1673956-6 zoom in Click image above to enlarge 1673956-6 zoom in Click image above to enlarge 1673956-6 |  |  | SL tool lacing fixture
Jacks - Shielded (SL-Series)
Hand Termination Tool
[19 empty] | Tool |  |  |  | Description
No Dust Cap |  |  | W/ Dust Cap |  |  |  | No Dust Cap |  |  |  | No Dust Cap |  |  |  | No Dust Cap |  |  |  | 1725150-6 |  |  |  | SL tool kit with lacing fixture
USL10G-SHLD,GY |  |  | USL10G-SHLD-DC,GY |  |  |  | USL10G-SHLD, A.WHT |  |  |  | USL10G-SHLD, ALD |  |  |  | USL10G-SHLD,BLK |  |  |  | 1725150-3 |  |  |  | SL tool kit without lacing fixture
760238122 |  |  | 760238131 |  |  |  | 760238128 |  |  |  | 760238120 |  |  |  | 760238121 |  |  |  | 1673956-6 zoom in Click image above to enlarge 1673956-6 zoom in Click image above to enlarge 1673956-6 |  |  |  | SL tool lacing fixture
CommScope Instruction Library | [7 empty] | SL Shielded Outlet Termination Instructions
Patch Panels
24-Port Panel | [5 empty] | 48-Port Panel | [6 empty] | 24-Port Angled Panel | [5 empty] | 48-Port Angled Panel | [6 empty] | CommScope Instruction Library
UNP-Type Universal Panel Instructions
UNP-6A-DM-1U-24 | [5 empty] | UNP-6A-DM-2U-48 | [6 empty] | UNPA-6A-DM-1U-24 | [5 empty] | UNPA-6A-DM-2U-48
760162800 | [5 empty] | 760162818 | [6 empty] | 760162826 | [5 empty] | 760162834
Termination Manager | [11 empty] | Product Note: |  |  | Termination managers are required on ALL Uniprise UNP Cat 6/6A Universal & CPP 5e patch panels for warranty | [5 empty] | CommScope Instruction Library |  |  | Termination Manager Instructions
|  | PRODUCT NOTE: |  |  | For 5e/6/6A Patch Panels
|  | Material ID |  |  | Pkg of 28
760199760
Modular Panels
|  |  | Modular 24-Port | [7 empty] | Modular 48-Port | [7 empty] | Modular 24-Port Angled | [7 empty] | Modular 48-Port Angled
Product # |  |  | Material ID |  |  | Product # |  |  |  |  | Material ID |  |  | Product # |  |  |  | Material ID |  |  |  | Product # |  |  |  | Material ID
CPP-UDDM-M-1U-24 |  |  | 760207274 |  |  | CPP-UDDM-M-2U-48 |  |  |  |  | 760207282 |  |  | CPPA-UDDM-M-1U-24 |  |  |  | 760207290 |  |  |  | CPPA-UDDM-M-2U-48 |  |  |  | 760207308
PRODUCT NOTE: |  |  |  | M2000 panels universally accept Category 5e, 6, and 6A Uniprise M-Series outlets. Rear cable management bar is included with M2000 panels. | [9 empty] | CommScope Instruction Library |  |  |  |  | DDM Series Patch Panel Instructions
|  |  | Modular 24-Port | [7 empty] | Modular 48-Port (1RU) | [7 empty] | Modular 24-Port Angled | [7 empty] | Modular 48-Port Angled (1RU)
Product # |  |  | Material ID |  |  | Product # |  |  |  |  | Material ID |  |  | Product # |  |  |  | Material ID |  |  |  | Product # |  |  |  | Material ID
M2400-1U-GS |  |  | 760118323 |  |  | M4800-1U-GS |  |  |  |  | 760105429 |  |  | M2400A-1U-GS |  |  |  | 760118349 |  |  |  | M4800A |  |  |  | 760109744
Accepts Category 6A jacks (M-Series) | [5 empty] | Accepts Category 6A jacks (M-Series) | [7 empty] | Accepts Category 6A jacks (M-Series) | [7 empty] | Accepts Category 6A jacks (M-Series)
PRODUCT NOTE: | [5 empty] | M2400 & M4800 panels require different stuffer caps for the jacks. Each panel comes with 24 or 48 stuffer caps to use in place of the stuffer caps that come with individual jacks. These stuffer caps are needed so the jacks fit correctly in the panels. | [7 empty] | CommScope Instruction Library |  |  |  |  | M2400 & M2400A Installation Instructions
[14 empty] | CommScope Instruction Library |  |  |  |  | M4800 & M4800A Installation Instructions
PRODUCT NOTE: | [5 empty] | Cable management bar NOT included with M2400 & M4800 panels. Must be ordered separately; part number is 760104398 | [7 empty] | TOOL: | [5 empty] | 760122713 |  |  | Used to remove jacks from modular patch panels
Pkg of 5
Modular Panels SL-Series
|  |  | Modular 24-Port | [7 empty] | Modular 48-Port | [7 empty] | Modular 24-Port Angled | [7 empty] | Modular 48-Port Angled
Product # |  |  | Material ID |  |  | Product # |  |  |  |  | Material ID |  |  | Product # |  |  |  | Material ID |  |  |  | Product # |  |  |  | Material ID
CPP-UDDM-SL-1U-24 |  |  | 760237040 |  |  | CPP-UDDM-SL-2U-48 |  |  |  |  | 760237041 |  |  | CPPA-UDDM-SL-1U-24 |  |  |  | 760237042 |  |  |  | CPPA-UDDM-SL-2U-48 |  |  |  | 760237043
Modular Panels Keystone-Series
|  |  | Modular 24-Port | [7 empty] | Modular 48-Port | [7 empty] | Modular 24-Port Angled | [7 empty] | Modular 48-Port Angled
Product # |  |  | Material ID |  |  | Product # |  |  |  |  | Material ID |  |  | Product # |  |  |  | Material ID |  |  |  | Product # |  |  |  | Material ID
CPP-UDDM-KJ-1U-24 |  |  | 760237053 |  |  | CPP-UDDM-KJ-2U-48 |  |  |  |  | 760241547 |  |  | CPPA-UDDM-KJ-1U-24 |  |  |  | 760237052 |  |  |  | CPPA-UDDM-KJ-2U-48 |  |  |  | 760237043
Patch Panels (Shielded)
24-Port High Density Mod Panel, 1U | [6 empty] | 48-Port High Density Mod Panel, 2U | [7 empty] | 24-Port Angled High Density Mod Panel, 1U | [6 empty] | 48-Port Angled High Density Mod Panel, 2U
(Accommodates F/UTP Jacks) | [6 empty] | (Accommodates F/UTP Jacks) | [7 empty] | (Accommodates F/UTP Jacks) | [6 empty] | (Accommodates F/UTP Jacks)
|  |  |  | 24 | [7 empty] | 48 | [6 empty] | 24A | [7 empty] | 48A
Product # |  |  | Material ID |  |  |  | Product # |  |  |  | Material ID |  |  |  | Product # |  |  | Material ID |  |  |  | Product # |  |  |  | Material ID
HFTP-HD6B-1U-24 |  |  | 760163436 |  |  |  | HFTP-HD6B-2U-48 |  |  |  | 760163444 |  |  |  | HFTPA-HD6B-1U-24 |  |  | 760163451 |  |  |  | HFTPA-HD6B-2U-48 |  |  |  | 760163469
CommScope Instruction Library | [5 empty] | High-Density HFTP Panel Instructions
Patch Panels - Shielded SL
24-Port Mod Panel, 1U | [6 empty] | 48-Port Mod Panel, 2U | [7 empty] | 24-Port Angled Mod Panel, 1U | [6 empty] | 48-Port Angled Mod Panel, 2U
(Accommodates F/UTP Jacks) | [6 empty] | (Accommodates F/UTP Jacks) | [7 empty] | (Accommodates F/UTP Jacks) | [6 empty] | (Accommodates F/UTP Jacks)
|  |  |  | 24 | [7 empty] | 48 | [6 empty] | 24A | [7 empty] | 48A
Product # |  |  | Material ID |  |  |  | Product # |  |  |  | Material ID |  |  |  | Product # |  |  | Material ID |  |  |  | Product # |  |  |  | Material ID
CPP-SDDM-SL-1U-24 |  |  | 760237046 |  |  |  | CPP-SDDM-SL-2U-48 |  |  |  | 760237047 |  |  |  | CPPA-SDDM-SL-1U-24 |  |  | 760237048 |  |  |  | CPPA-SDDM-SL-2U-48 |  |  |  | 760237049
CommScope Instruction Library | [6 empty] | SDDM Panel Instructions
Patch Cords
Single
Color | Product # |  |  |  | Material ID | [5 empty] | Color |  | Product # |  |  | Material ID |  |  |  |  | Product Details:
Blue | UNC10G-BL |  |  |  | UC1AAA2-0ZFyyy | [5 empty] | Orange |  | UNC10G-OR |  |  | UC1AAA2-06Fyyy |  |  |  |  | RJ45 male to RJ45 male
White | UNC10G-WH |  |  |  | UC1AAA2-08Fyyy | [5 empty] | Violet |  | UNC10G-VL |  |  | UC1AAA2-0LFyyy |  |  |  |  | yyy = length (ft)
Yellow | UNC10G-YL |  |  |  | UC1AAA2-09Fyyy | [5 empty] | Red |  | UNC10G-RD |  |  | UC1AAA2-07Fyyy |  |  |  |  | Lengths are 7 ft to 100 ft
Gray | UNC10G-GY |  |  |  | UC1AAA2-0CFyyy | [5 empty] | Black |  | UNC10G-BK |  |  | UC1AAA2-01Fyyy |  |  |  |  | (Ex: 003 = 3 ft; 010 = 10 ft)
Green | UNC10G-GR |  |  |  | UC1AAA2-0MFyyy
Bulk pack of 10
Color | Product # |  |  |  | Material ID | [5 empty] | Color |  | Product # |  |  | Material ID |  |  |  |  | Product Details:
Blue | UNC10G-BL-10PK |  |  |  | BC1AAA2-0ZFyyy | [5 empty] | Orange |  | UNC10G-OR-10PK |  |  | BC1AAA2-06Fyyy |  |  |  |  | RJ45 male to RJ45 male
White | UNC10G-WH-10PK |  |  |  | BC1AAA2-08Fyyy | [5 empty] | Violet |  | UNC10G-VL-10PK |  |  | BC1AAA2-0LFyyy |  |  |  |  | yyy = length (ft)
Yellow | UNC10G-YL-10PK |  |  |  | BC1AAA2-09Fyyy | [5 empty] | Red |  | UNC10G-RD-10PK |  |  | BC1AAA2-07Fyyy |  |  |  |  | Lengths are 7 ft to 25 ft
Gray | UNC10G-GY-10PK |  |  |  | BC1AAA2-0CFyyy | [5 empty] | Black |  | UNC10G-BK-10PK |  |  | BC1AAA2-01Fyyy |  |  |  |  | (Ex: 003 = 3 ft; 010 = 10 ft)
Green | UNC10G-GR-10PK |  |  |  | BC1AAA2-0MFyyy
Mega pack of 100
Color | Product # |  |  |  | Material ID | [5 empty] | Color |  | Product # |  |  | Material ID |  |  |  |  | Product Details:
Blue | UNC10G-BL-MEGAPACK |  |  |  | KC1AAA2-0ZF007 | [5 empty] | Orange |  | UNC10G-OR-MEGAPACK |  |  | KC1AAA2-06F007 |  |  |  |  | RJ45 male to RJ45 male
White | UNC10G-WH-MEGAPACK |  |  |  | KC1AAA2-08F007 | [5 empty] | Violet |  | UNC10G-VL-MEGAPACK |  |  | KC1AAA2-0LF007 |  |  |  |  | yyy = length (ft)
Yellow | UNC10G-YL-MEGAPACK |  |  |  | KC1AAA2-09F007 | [5 empty] | Red |  | UNC10G-RD-MEGAPACK |  |  | KC1AAA2-07F007 |  |  |  |  | Lengths are 7 ft ONLY
Gray | UNC10G-GY-MEGAPACK |  |  |  | KC1AAA2-0CF007 | [5 empty] | Black |  | UNC10G-BK-MEGAPACK |  |  | KC1AAA2-01F007
Green | UNC10G-GR-MEGAPACK |  |  |  | KC1AAA2-0MF007
Reduced Diameter MiNo6ATM Cat 6A Patch Cord - Single
|  |  | Product Notes: |  |  |  |  | Color |  | Product # |  |  |  | Material ID |  |  |  |  | Color |  | Product # |  |  |  | Material ID
|  |  | Diameter 0.195" (4.95mm) |  |  |  |  | Blue |  | MiNo6A-BL |  |  |  | CO199K2-0ZFyyy |  |  |  |  | Orange |  | N/A |  |  |  | N/A
[8 empty] | White |  | MiNo6A-WH |  |  |  | CO199K2-08Fyyy |  |  |  |  | Purple |  | MiNo6A-VL |  |  |  | CO199K2-0LFyyy
|  |  | xxx = length (ft) |  |  |  |  | Yellow |  | MiNo6A-YL |  |  |  | CO199K2-09Fyyy |  |  |  |  | Red |  | MiNo6A-RD |  |  |  | CO199K2-07Fyyy
|  |  | Lengths are 6" to 130 ft |  |  |  |  | Dark Gray |  | MiNo6A-DG |  |  |  | CO199K2-03Fyyy |  |  |  |  | Black |  | MiNo6A-BK |  |  |  | CO199K2-01Fyyy
|  |  | RJ45 male to RJ45 male |  |  |  |  | Green |  | MiNo6A-SG |  |  |  | CO199K2-04Fyyy |  |  |  |  | Light Blue |  | MiNo6A-LB |  |  |  | CO199K2-02Fyyy
Patch Cords - Shielded
Color | Product # |  |  |  | Material ID | [5 empty] | Color |  | Product # |  |  | Material ID |  |  |  |  | Product Details:
Blue | SFTP-PC6A-BL |  |  |  | UC111G2-0Z | [5 empty] | Orange |  | SFTP-PC6A-OR |  |  | UC111G2-06 |  |  |  |  | RJ45 male to RJ45 male
White | SFTP-PC6A-WH |  |  |  | UC111G2-08 | [5 empty] | Violet |  | n/a | [7 empty] | yyy = length (ft)
Yellow | SFTP-PC6A-YL |  |  |  | UC111G2-09 | [5 empty] | Red |  | SFTP-PC6A-RD |  |  | UC111G2-07 |  |  |  |  | Lengths are 3 ft to 100 ft
Gray | SFTP-PC6A-GY |  |  |  | UC111G2-0C | [5 empty] | Black |  | SFTP-PC6A-BK |  |  | UC111G2-01 |  |  |  |  | (Ex: 003 = 3 ft; 010 = 10 ft)
Green | SFTP-PC6A-GR |  |  |  | UC111G2-0M
Ceiling Connector Assembly (CCA)
Material ID |  | Product Number | [5 empty] | Environmental Space | [10 empty] | Product Notes:
A field-terminated connector solution that does not require special tools to terminate and can be easily attached to a horizontal cable using a cutoff tool and pliers. There are no small parts that could be lost or dropped, making installation on a ladder feasible.
760235589 |  | CCA-GS10E-LSZH-BLACK-N018 | [5 empty] | LSZH
760235590 |  | CCA-GS10E-LSZH-WHITE-N018 | [5 empty] | LSZH
760235591 |  | CCA-GS10E-PLENUM-BLACK-N018 | [5 empty] | Plenum
760235592 |  | CCA-GS10E-PLENUM-WHITE-N018 | [5 empty] | Plenum
Product Note: |  |  | Sold as an 18" UTP pigtail pre-attached; RJ45 to ceiling connector | [12 empty] | CommScope Instruction Library
Ceiling Connector Assembly without Cordage | [15 empty] | Installation Instructions
760234921
Product Notes:
Environmental Space: LSZH and Plenum
Color: Electrical White only
Conductor type accepted: Solid (22-26 AWG) and stranded (7 strands 22-26 AWG)
Cover |  |  | Open
Secure
RJ45 Port Blockers
Green |  |  | Orange |  |  |  | Violet |  |  |  | Red |  |  |  | Yellow |  |  | Rose |  |  |  | Product Notes:
Secure RJ45 port blockers prevent unauthorized access to copper ports at the work outlet, patch panel, and switches.
760233858 |  |  | 760233866 |  |  |  | 760233874 |  |  |  | 760233833 |  |  |  | 760233841 |  |  | 760233882
Pkg 100 |  |  | Pkg 100 |  |  |  | Pkg 100 |  |  |  | Pkg 100 |  |  |  | Pkg 100 |  |  | Pkg 100
RJ45 Cat 6A Patch Cords
|  | Color |  | Product # |  |  |  |  | Material ID | [5 empty] | Product Notes: | [7 empty] | CommScope Instruction Library
|  | Orange |  | G10FP-P-OR-yy-KIT* |  |  |  |  | CPCZZK1-K6Fxxx | [5 empty] | Category 6A F/UTP (shielded)
|  | Green |  | G10FP-P-GR-yy-KIT* |  |  |  |  | CPCZZK1-KMFxxx | [5 empty] | Plenum
|  | Red |  | G10FP-P-RD-yy-KIT* |  |  |  |  | CPCZZK1-K7Fxxx | [5 empty] | Secure RJ45 male to Secure RJ45 male | [7 empty] | Port Blocker & Latching Patch Cord Instructions
|  | Yellow |  | G10FP-P-YL-yy-KIT* |  |  |  |  | CPCZZK1-K9Fxxx | [5 empty] | xxx = length (feet); (Ex: 010 = 10 ft; 030 = 30 ft)
|  | Violet |  | G10FP-P-PR-yy-KIT* |  |  |  |  | CPCZZK1-KLFxxx | [5 empty] | Lengths are 10 ft to 50 ft
|  | Rose |  | G10FP-P-KK-yy-KIT* |  |  |  |  | CPCZZK1-KKFxxx | [5 empty] | Conductor Type: Solid
*Two Secure color-matching port blockers included with each patch cord
|  | Color |  | Product # |  |  |  |  | Material ID
|  | Orange |  | G10FP-P-OR-yy** |  |  |  |  | CPCZZK1-06Fxxx
|  | Green |  | G10FP-P-GR-yy** |  |  |  |  | CPCZZK1-0MFxxx
|  | Red |  | G10FP-P-RD-yy** |  |  |  |  | CPCZZK1-07Fxxx
|  | Yellow |  | G10FP-P-YL-yy** |  |  |  |  | CPCZZK1-09Fxxx
|  | Violet |  | G10FP-P-PR-yy** |  |  |  |  | CPCZZK1-0LFxxx
|  | Rose |  | G10FP-P-KK-yy** |  |  |  |  | CPCZZK1-0KFxxx
**Patch cord only; no port blockers included
Extractor Key
[5 empty] | Orange |  | 760233387 |  |  |  | Product Notes: | [6 empty] | Product Notes:
[5 empty] | Green |  | 760233395
[5 empty] | Red |  | 760233437 |  |  |  | Extractor key only mates with same color port blocker or patch cord insert. (Will NOT mate with different color secure patch cord inserts or port blockers | [6 empty] | Unique color extractor key works with BOTH fiber and copper Secure products
[5 empty] | Yellow |  | 760233460
[5 empty] | Violet |  | 760233452
[5 empty] | Rose |  | 760233478
Modular Plugs
UTP Cable (CS44)
[5 empty] | Mod Plug (Pkg of 100) | [11 empty] | Boot (Pkg of 100) | [5 empty] | Product Notes:
[5 empty] | MP-6AU-Plug-B-1 | [11 empty] | MP-6AU-Boot-71-1
[5 empty] | 6-2843007-1 | [11 empty] | 2843018-3 | [5 empty] | For stranded or solid conductors
[5 empty] | Product Note: | [11 empty] | Product Note:
For conductor size 26 - 23 AWG
[5 empty] | Boots are sold seperately. | [11 empty] | For cable diameter 0.291" - 0.268" (7.40 mm - 6.80 mm)
Tool: | [6 empty] | Modular plug hand tool with 8-position die | [7 empty] | CommScope Instruction Library
3-231652-7
Modular plug die only
[7 empty] | 1-853400-5 | [7 empty] | Instruction Sheet
Modular plug hand tool WITHOUT die
2-231652-0

## 6
Uniprise® Solutions | [9 empty] | MENU
[10 empty] | Cable (Min Compliant) |  |  |  | Coupler (SL-Series) |  |  |  | Modular Plugs |  |  |  | Patch Panels Keystone
Category 6 | [9 empty] | Cable (Enhanced) |  |  |  | Jacks (M-Series) |  |  |  | Patch Cords |  |  |  | Patch Panels (Shielded)
[10 empty] | Cable (Outdoor) |  |  |  | Jacks (SL-Series) |  |  |  | Patch Cords (Shielded) |  |  |  | Patch Panels (SL Shielded)
[10 empty] | Cable (Shielded) |  |  |  | Jacks (M-Series Shielded) |  |  |  | Patch Panels M-Series |  |  |  | Jack (SL Shielded)
1000BASE-T v 1 Gb/s Ethernet v 250 MHz Bandwidth | [9 empty] | Ceiling Conn Assembly |  |  |  | Jacks (Keystone) |  |  |  | Patch Panels SL
CATEGORY 6e 400 MHz CABLE (U/UTP) v CMP O.D. = 0.222 in (5.639 mm); CMR O.D. = 0.227 in (5.766 mm)
Pallet Qty |  |  | MOQ (Plenum) |  |  |  | MOQ (Nonplenum) |  |  |  |  | PLENUM | [9 empty] | NON-PLENUM
Boxes: 36,000 ft |  |  | 12K; mult of 12K |  |  |  | 12K; mult of 12K |  |  |  |  | Product # | [5 empty] | Material ID |  |  |  | Product # | [5 empty] | Material ID
Reels: 36,000 ft |  |  | 9K; mult of 9K |  |  |  | 9K; mult of 9K
Category 6e "UltraMedia®" 400MHz, U/UTP, 4-pair, 1000 ft, blue | [11 empty] | CS37P BLU C6 4/23 U/UTP CPK 1KFT | [5 empty] | UN874043014/10 |  |  |  | CS37R BLU C6 4/23 U/UTP CPK 1KFT | [5 empty] | UN884026814/10
Category 6e "UltraMedia®" 400MHz, U/UTP, 4-pair, 1000 ft, white | [11 empty] | CS37P WHT C6 4/23 U/UTP CPK 1KFT | [5 empty] | UN874049714/10 |  |  |  | CS37R WHT C6 4/23 U/UTP CPK 1KFT | [5 empty] | UN884019114/10
Category 6e "UltraMedia®" 400MHz, U/UTP, 4-pair, 1000 ft, yellow | [11 empty] | CS37P YEL C6 4/23 U/UTP CPK 1KFT | [5 empty] | UN874029514/10 |  |  |  | CS37R YEL C6 4/23 U/UTP CPK 1KFT | [5 empty] | UN884022614/10
Category 6e "UltraMedia®" 400MHz, U/UTP, 4-pair, 1000 ft, brown | [11 empty] | CS37P BRN C6 4/23 U/UTP CPK 1KFT | [5 empty] | UN874030314/10 |  |  |  | CS37R BRN C6 4/23 U/UTP CPK 1KFT | [5 empty] | UN884023414/10
Category 6e "UltraMedia®" 400MHz, U/UTP, 4-pair, 1000 ft, gray | [11 empty] | CS37P GRY C6 4/23 U/UTP CPK 1KFT | [5 empty] | UN874026714/10 |  |  |  | CS37R GRY C6 4/23 U/UTP CPK 1KFT | [5 empty] | UN884033314/10
Category 6e "UltraMedia®" 400MHz, U/UTP, 4-pair, 1000 ft, orange | [11 empty] | CS37P ORG C6 4/23 U/UTP CPK 1KFT | [5 empty] | UN874027614/10 |  |  |  | CS37R ORG C6 4/23 U/UTP CPK 1KFT | [5 empty] | UN884034314/10
Category 6e "UltraMedia®" 400MHz, U/UTP, 4-pair, 1000 ft, pink | [11 empty] | CS37P PNK C6 4/23 U/UTP CPK 1KFT | [5 empty] | UN874033914/10 |  |  |  | CS37R PNK C6 4/23 U/UTP CPK 1KFT | [5 empty] | UN884033714/10
Category 6e "UltraMedia®" 400MHz, U/UTP, 4-pair, 1000 ft, violet | [11 empty] | CS37P VLT C6 4/23 U/UTP CPK 1KFT | [5 empty] | UN874026314/10 |  |  |  | CS37R VLT C6 4/23 U/UTP CPK 1KFT | [5 empty] | UN884027514/10
Category 6e "UltraMedia®" 400MHz, U/UTP, 4-pair, 1000 ft, teal | [11 empty] | CS37P TEL C6 4/23 U/UTP CPK 1KFT | [5 empty] | UN874036714/10 |  |  |  | CS37R TEL C6 4/23 U/UTP CPK 1KFT | [5 empty] | UN884034514/10
Category 6e "UltraMedia®" 400MHz, U/UTP, 4-pair, 1000 ft, red | [11 empty] | CS37P RED C6 4/23 U/UTP CPK 1KFT | [5 empty] | UN874045214/10 |  |  |  | CS37R RED C6 4/23 U/UTP CPK 1KFT | [5 empty] | UN884022814/10
Category 6e "UltraMedia®" 400MHz, U/UTP, 4-pair, 1000 ft, black | [11 empty] | CS37P BLK C6 4/23 U/UTP CPK 1KFT | [5 empty] | UN874044514/10 |  |  |  | CS37R BLK C6 4/23 U/UTP CPK 1KFT | [5 empty] | UN884018714/10
Category 6e "UltraMedia®" 400MHz, U/UTP, 4-pair, 1000 ft, green | [11 empty] | CS37P GRN C6 4/23 U/UTP CPK 1KFT | [5 empty] | UN874046314/10 |  |  |  | CS37R GRN C6 4/23 U/UTP CPK 1KFT | [5 empty] | UN884026214/10
Product Note: |  |  | Uniprise Category 6 enhanced cable is also available on reels; 1,000 and 3,000 ft putups | [16 empty] | Cabling & Pathways Calculator
CATEGORY 6 250 MHz CABLE (U/UTP) v CMP O.D. = 0.215 in (5.461 mm); CMR O.D. = 0.220 in (5.588 mm)
Pallet Qty |  |  | MOQ (Plenum) |  |  |  | MOQ (Nonplenum) |  |  |  |  | PLENUM | [9 empty] | NON-PLENUM
Boxes: 36,000 ft |  |  | 12K; mult of 12K |  |  |  | 12K; mult of 12K |  |  |  |  | Product # | [5 empty] | Material ID |  |  |  | Product # | [5 empty] | Material ID
Reels: 36,000 ft |  |  | n/a |  |  |  | n/a
Category 6 "Media 6®" 250 MHz, U/UTP, 4-pair, 1000 ft box, blue | [11 empty] | CS34P BLU C6 4/23 U/UTP CPK 1KFT | [5 empty] | UN874049914/10 |  |  |  | CS34R BLU C6 4/23 U/UTP CPK 1KFT | [5 empty] | UN884017214/10
Category 6 "Media 6®" 250 MHz, U/UTP, 4-pair, 1000 ft box, white | [11 empty] | CS34P WHT C6 4/23 U/UTP CPK 1KFT | [5 empty] | UN874019914/10 |  |  |  | CS34R WHT C6 4/23 U/UTP CPK 1KFT | [5 empty] | UN884024414/10
Category 6 "Media 6®" 250 MHz, U/UTP, 4-pair, 1000 ft box, yellow | [11 empty] | CS34P YEL C6 4/23 U/UTP CPK 1KFT | [5 empty] | UN874034114/10 |  |  |  | CS34R YEL C6 4/23 U/UTP CPK 1KFT | [5 empty] | UN884025814/10
Category 6 "Media 6®" 250 MHz, U/UTP, 4-pair, 1000 ft box, brown | [11 empty] | CS34P BRN C6 4/23 U/UTP CPK 1KFT | [5 empty] | UN874026914/10 |  |  |  | CS34R BRN C6 4/23 U/UTP CPK 1KFT | [5 empty] | UN884034214/10
Category 6 "Media 6®" 250 MHz, U/UTP, 4-pair, 1000 ft box, gray | [11 empty] | CS34P GRY C6 4/23 U/UTP CPK 1KFT | [5 empty] | UN874042114/10 |  |  |  | CS34R GRY C6 4/23 U/UTP CPK 1KFT | [5 empty] | UN884015814/10
Category 6 "Media 6®" 250 MHz, U/UTP, 4-pair, 1000 ft box, orange | [11 empty] | CS34P ORG C6 4/23 U/UTP CPK 1KFT | [5 empty] | UN874043114/10 |  |  |  | CS34R ORG C6 4/23 U/UTP CPK 1KFT | [5 empty] | UN884021014/10
Category 6 "Media 6®" 250 MHz, U/UTP, 4-pair, 1000 ft box, pink | [11 empty] | CS34P PNK C6 4/23 U/UTP CPK 1KFT | [5 empty] | UN874016114/10 |  |  |  | CS34R PNK C6 4/23 U/UTP CPK 1KFT | [5 empty] | UN884028314/10
Category 6 "Media 6®" 250 MHz, U/UTP, 4-pair, 1000 ft box, violet | [11 empty] | CS34P VLT C6 4/23 U/UTP CPK 1KFT | [5 empty] | UN874025914/10 |  |  |  | CS34R VLT C6 4/23 U/UTP CPK 1KFT | [5 empty] | UN884015614/10
Category 6 "Media 6®" 250 MHz, U/UTP, 4-pair, 1000 ft box, teal | [11 empty] | CS34P TEL C6 4/23 U/UTP CPK 1KFT | [5 empty] | UN874024814/10 |  |  |  | n/a | [5 empty] | n/a
Category 6 "Media 6®" 250 MHz, U/UTP, 4-pair, 1000 ft box, red | [11 empty] | CS34P RED C6 4/23 U/UTP CPK 1KFT | [5 empty] | UN874017414/10 |  |  |  | CS34R RED C6 4/23 U/UTP CPK 1KFT | [5 empty] | UN884029114/10
Category 6 "Media 6®" 250 MHz, U/UTP, 4-pair, 1000 ft box, black | [11 empty] | CS34P BLK C6 4/23 U/UTP CPK 1KFT | [5 empty] | UN874047214/10 |  |  |  | CS34R BLK C6 4/23 U/UTP CPK 1KFT | [5 empty] | UN884020514/10
Category 6 "Media 6®" 250 MHz, U/UTP, 4-pair, 1000 ft box, green | [11 empty] | CS34P GRN C6 4/23 U/UTP CPK 1KFT | [5 empty] | UN874037414/10 |  |  |  | CS34R GRN C6 4/23 U/UTP CPK 1KFT | [5 empty] | UN884027314/10
Product Note: |  |  | Uniprise Category 6 cable is also available on reels; 1,000 and 3,000 ft putups | [8 empty] | Cabling & Pathways Calculator
CATEGORY 6 CABLE (F/UTP) v CMP O.D. = 0.273 in (6.934 mm); CMR O.D. = 0.288 in (7.315 mm)
| Pallet Quantity | [8 empty] | PLENUM | [10 empty] | NON-PLENUM
| Reels: COMMSCOPE ships 27,000 ft per pallet | [8 empty] | Product # | [5 empty] | Material ID |  |  |  |  | Product # | [5 empty] | Material ID
Category 6 250 MHz, F/UTP, 4-pair, 1000 ft reel, blue | [9 empty] | CS34P BLU C6 4/23 F/UTP RL 1KFT | [5 empty] | UN874043904/10 |  |  |  |  | CS34R BLU C6 4/23 F/UTP RL 1KFT | [5 empty] | UN884014904/10
Category 6 250 MHz, F/UTP, 4-pair, 1000 ft reel, white | [9 empty] | CS34P WHT C6 4/23 F/UTP RL 1KFT | [5 empty] | UN874022704/10 |  |  |  |  | CS34R WHT C6 4/23 F/UTP RL 1KFT | [5 empty] | UN884030004/10
Category 6 250 MHz, F/UTP, 4-pair, 1000 ft reel, yellow | [9 empty] | CS34P YEL C6 4/23 F/UTP RL 1KFT | [5 empty] | UN874030404/10 |  |  |  |  | CS34R YEL C6 4/23 F/UTP RL 1KFT | [5 empty] | UN884020104/10
Category 6 250 MHz, F/UTP, 4-pair, 1000 ft reel, red | [9 empty] | CS34P RED C6 4/23 F/UTP RL 1KFT | [5 empty] | UN874029604/10 |  |  |  |  | CS34R RED C6 4/23 F/UTP RL 1KFT | [5 empty] | UN884015104/10
Category 6 250 MHz, F/UTP, 4-pair, 1000 ft reel, green | [9 empty] | CS34P GRN C6 4/23 F/UTP RL 1KFT | [5 empty] | UN874045004/10 |  |  |  |  | CS34R GRN C6 4/23 F/UTP RL 1KFT | [5 empty] | UN884021804/10
Category 6 250 MHz, F/UTP, 4-pair, 1000 ft reel, orange | [9 empty] | CS34P ORG C6 4/23 F/UTP RL 1KFT | [5 empty] | UN874017904/10 |  |  |  |  | CS34R ORG C6 4/23 F/UTP RL 1KFT | [5 empty] | UN884030704/10
Category 6 250 MHz, F/UTP, 4-pair, 1000 ft reel, violet | [9 empty] | CS34P VLT C6 4/23 F/UTP RL 1KFT | [5 empty] | UN874028504/10 |  |  |  |  | n/a | [5 empty] | n/a
Category 6 250 MHz, F/UTP, 4-pair, 1000 ft reel, beige | [9 empty] | n/a | [5 empty] | n/a |  |  |  |  | CS34R BGE C6 4/23 F/UTP RL 1KFT | [5 empty] | UN884028004/10
Category 6 250 MHz, F/UTP, 4-pair, 1000 ft reel, black | [9 empty] | CS34P BLK C6 4/23 F/UTP RL 1KFT | [5 empty] | UN874028404/10 |  |  |  |  | CS34R BLK C6 4/23 F/UTP RL 1KFT | [5 empty] | UN884018204/10
Category 6 250 MHz, F/UTP, 4-pair, 1000 ft reel, gray | [9 empty] | CS34P GRY C6 4/23 F/UTP RL 1KFT | [5 empty] | UN874040304/10 |  |  |  |  | CS34R GRY C6 4/23 F/UTP RL 1KFT | [5 empty] | UN884017504/10
Cabling & Pathways Calculator |  |  | Product Note: |  |  | Uniprise Category 6 shielded cable is available on reels only; 1,000 and 3,000 ft putups
CATEGORY 6 OUTDOOR UV RESISTANT
Unshielded v O.D. = 0.256 in (6.604 mm)
[6 empty] | CS34O Category 6 U/UTP filled Cable, outdoor direct burial, black jacket, 4 pair count, 1000 ft (305 m) | [9 empty] | 1000 ft reel |  |  | CS34O BLACK REEL |  |  |  |  | UN884019904/10
[16 empty] | 3000 ft reel |  |  | N/A |  |  |  |  | N/A
[16 empty] | 6000 ft reel |  |  | N/A |  |  |  |  | N/A
Shielded v O.D. = 0.330 in (8.382 mm)
[6 empty] | Category 6 1572A F/UTP filled cable, outdoor direct burial, 4-pair count, black jacket | [9 empty] | 1000 ft reel |  |  | 1572A BK 4/24 R1000 |  |  |  |  | 760170886
[16 empty] | 3000 ft reel |  |  | N/A |  |  |  |  | N/A
[16 empty] | 6000 ft reel |  |  | N/A |  |  |  |  | N/A
Cabling & Pathways Calculator
Jacks (M-Series)
[5 empty] | Color |  | Product # |  |  | Material ID |  |  |  | Color |  | Product # |  |  | Material ID |  |  |  | Instruction Library |  | UNJ-Series Outlet Installation
[5 empty] | Blue |  | UNJ600-BL |  |  | 760237778 |  |  |  | Green |  | UNJ600-GR |  |  | 760237780
[5 empty] | Yellow |  | UNJ600-YL |  |  | 760237783 |  |  |  | Ivory |  | UNJ600-IV |  |  | 760237786
[5 empty] | Gray |  | UNJ600-GY |  |  | 760237785 |  |  |  | Violet |  | UNJ600-VL |  |  | 760237787
[5 empty] | White |  | UNJ600-WH |  |  | 760237788 |  |  |  | Red |  | UNJ600-RD |  |  | 760237784 |  |  |  | Hand Termination Tool
[5 empty] | Orange |  | UNJ600-OR |  |  | 760237782 |  |  |  | Black |  | UNJ600-BK |  |  | 760237777
[5 empty] | ProWhite |  | UNJ600-266 |  |  | 760237779 |  |  |  | Almond |  | UNJ600-AL |  |  | 760237781
Optional Space-Limited Strain Relief
[23 empty] | Tool |  |  |  | Description
[23 empty] | 1725150-6 |  |  |  | SL tool kit with lacing fixture
[23 empty] | 1725150-3 |  |  |  | SL tool kit without lacing fixture
[23 empty] | 1673956-6 zoom in Click image above to enlarge 1673956-6 zoom in Click image above to enlarge 1673956-6 |  |  |  | SL tool lacing fixture
[14 empty] | 1375157-1 |  |  | Strain Relief, Space-Limited
In-Line Coupler
In-Line Coupler (SL-Series) |  |  |  |  | Product Notes: |  |  |  |  | SL-Series Single-Gang Faceplates | [12 empty] | Patch Panel; 24-port; Modular
[10 empty] | Ports |  | White |  | Gray |  | Almond |  | Black |  | Elec Ivory |  |  | 1375291-1
[5 empty] | In-Line coupler does NOT fit into Uniprise M-Series faceplates. Instead, use SL-Series Faceplates & Panels. |  |  |  |  | 1-port |  | 1-2111008-3 |  | 2111008-4 |  | 2111008-1 |  | 2111008-2 |  | 1-2111008-1
[10 empty] | 2-port |  | 1-2111009-3 |  | 2111009-4 |  | 2111009-1 |  | 2111009-2 |  | 1-2111009-1
[10 empty] | 3-port |  | 1-2111010-3 |  | 2111010-4 |  | 2111010-1 |  | 2111010-2 |  | 1-2111010-1
[10 empty] | 4-port |  | 1-2111011-3 |  | 2111011-4 |  | 2111011-1 |  | 2111011-2 |  | 1-2111011-1
[10 empty] | 6-port |  | 1-2111012-3 |  | 2111012-4 |  | 2111012-1 |  | 2111012-2 |  | 1-2111012-1
Accepts SL-Series In-Line Couplers
2111123-1
Jacks (SL-Series Shielded)
Hand Termination Tool
[5 empty] | Tool |  |  |  | Description
Single |  |  |  |  | 1725150-6 |  |  |  | SL tool kit with lacing fixture
USL600-SHLD,GY |  |  |  |  | 1725150-3 |  |  |  | SL tool kit without lacing fixture
760238140 |  |  |  |  | 1673956-6 zoom in Click image above to enlarge 1673956-6 zoom in Click image above to enlarge 1673956-6 |  |  |  | SL tool lacing fixture
CommScope Instruction Library | [8 empty] | USL Shielded Outlet Termination Instructions
Jacks (SL-Series)
[5 empty] | SL Opening (without dust cover) | [8 empty] | SL Opening (with dust cover) | [8 empty] | Instruction Library |  | UNJ-Series Outlet Installation
[5 empty] | Color |  | Material ID |  |  | Product # |  |  |  | Color |  | Material ID |  |  | Product #
[5 empty] | Blue |  | 760237628 |  |  | USL600-BLUE |  |  |  | Blue |  | 760237640 |  |  | USL600-DC-BLUE |  |  |  | Hand Termination Tool
[5 empty] | Yellow |  | 760237633 |  |  | USL600-YEL |  |  |  | Yellow |  | 760237645 |  |  | USL600-DC-YEL
[5 empty] | Gray |  | 760237635 |  |  | USL600-GRY |  |  |  | Gray |  | 760237647 |  |  | USL600-DC-GRY
[5 empty] | Alpne White |  | 760237629 |  |  | USL600-A.WHT |  |  |  | Alpne White |  | 760237641 |  |  | USL600-DC-A.WHT
[5 empty] | Orange |  | 760237632 |  |  | USL600-ORG |  |  |  | Orange |  | 760237644 |  |  | USL600-DC-ORG
[5 empty] | Almond |  | 760237631 |  |  | USL600-L.ALD |  |  |  | Almond |  | 760237643 |  |  | USL600-DC-L.ALD
[5 empty] | Elec Ivory |  | 760237636 |  |  | USL600-E.IVY |  |  |  | Elec Ivory |  | 760237648 |  |  | USL600-DC-E.IVY |  |  |  | Tool |  |  |  | Description
[5 empty] | Black |  | 760237627 |  |  | USL600-BLK |  |  |  | Black |  | 760237639 |  |  | USL600-DC-BLK |  |  |  | 1725150-6 |  |  |  | SL tool kit with lacing fixture
[5 empty] | Red |  | 760237634 |  |  | USL600-RED |  |  |  | Red |  | 760237646 |  |  | USL600-DC-RED |  |  |  | 1725150-3 |  |  |  | SL tool kit without lacing fixture
[5 empty] | Green |  | 760237630 |  |  | USL600-GRN |  |  |  | Green |  | 760237642 |  |  | USL600-DC-GRN |  |  |  | 1673956-6 zoom in Click image above to enlarge 1673956-6 zoom in Click image above to enlarge 1673956-6 |  |  |  | SL tool lacing fixture
[5 empty] | Violet |  | 760237637 |  |  | USL600-VIO |  |  |  | Violet |  | 760237649 |  |  | USL600-DC-VIO
Hand Termination Tool
Optional Space-Limited Strain Relief
[24 empty] | 569949-1 |  |  | Palm Tool, 110 Connect
[14 empty] | 1375157-1 |  |  | Strain Relief, Space-Limited
Jacks - Shielded (M-Series)
[5 empty] | Hand Termination Tool | [15 empty] | Color |  | Product # |  |  |  |  | Material ID
[21 empty] | Blue |  | HGS-A-MS-BLUE |  |  |  |  | 760154252
[21 empty] | Yellow |  | HGS-A-MS-YELLOW |  |  |  |  | 760154245
[21 empty] | Gray |  | HGS-A-MS-GRAY |  |  |  |  | 760154203
[21 empty] | White |  | HGS-A-MS-WHITE |  |  |  |  | 760154187
[21 empty] | Orange |  | HGS-A-MS-ORANGE |  |  |  |  | 760154229
[5 empty] | Tool |  |  |  | Description | [11 empty] | Black |  | HGS-A-MS-BLACK |  |  |  |  | 760154211
Single |  |  |  |  | 1725150-6 |  |  |  | SL tool kit with lacing fixture | [11 empty] | Green |  | HGS-A-MS-GREEN |  |  |  |  | 760154237
USTP-J6,GR |  |  |  |  | 1725150-3 |  |  |  | SL tool kit without lacing fixture | [11 empty] | Ivory |  | HGS-A-MS-IVORY |  |  |  |  | 760154195
760238105 |  |  |  |  | 1673956-6 zoom in Click image above to enlarge 1673956-6 zoom in Click image above to enlarge 1673956-6 |  |  |  | SL tool lacing fixture | [11 empty] | Red |  | HGS-A-MS-RED |  |  |  |  | 760154260
[15 empty] | PRODUCT NOTE: |  |  |  |  | M-Series adapters can be used to color-code shielded jacks. Pkg of 25. Minimum order qty 20 pkgs.
CommScope Instruction Library | [8 empty] | HFTP Shielded Outlet Termination Instructions
In-Line Coupler |  |  |  |  | Product Notes: |  |  |  |  | SL-Series Single-Gang Faceplates | [12 empty] | Patch Panel; 24-port; Modular
[10 empty] | Ports |  | White |  | Gray |  | Almond |  | Black |  | Elec Ivory |  |  | 1375291-1
[5 empty] | Shielded In-Line coupler does NOT fit into Uniprise M-Series faceplates. Instead, use SL-Series Faceplates & Panels. |  |  |  |  | 1-port |  | 1-2111008-3 |  | 2111008-4 |  | 2111008-1 |  | 2111008-2 |  | 1-2111008-1
[10 empty] | 2-port |  | 1-2111009-3 |  | 2111009-4 |  | 2111009-1 |  | 2111009-2 |  | 1-2111009-1
[10 empty] | 3-port |  | 1-2111010-3 |  | 2111010-4 |  | 2111010-1 |  | 2111010-2 |  | 1-2111010-1
[10 empty] | 4-port |  | 1-2111011-3 |  | 2111011-4 |  | 2111011-1 |  | 2111011-2 |  | 1-2111011-1
[10 empty] | 6-port |  | 1-2111012-3 |  | 2111012-4 |  | 2111012-1 |  | 2111012-2 |  | 1-2111012-1
Accepts SL-Series In-Line Couplers
2111124-1
Jacks - (Keystone)
[5 empty] | Color |  | Material ID |  |  | Product # | [9 empty] | Instruction Library |  | UNJ-Series Outlet Installation
[5 empty] | Blue |  | 760237651 |  |  | UKJ600-BLUE
[5 empty] | Yellow |  | 760237656 |  |  | UKJ600-YEL
[5 empty] | Gray |  | 760237658 |  |  | UKJ600-GRY | [9 empty] | Hand Termination Tool
[5 empty] | Alpne White |  | 760237652 |  |  | UKJ600-A.WHT
[5 empty] | Orange |  | 760237655 |  |  | UKJ600-ORG
[5 empty] | Almond |  | 760237654 |  |  | UKJ600-L.ALD
[5 empty] | Elec Ivory |  | 760237659 |  |  | UKJ600-E.IVY
[5 empty] | Black |  | 760237650 |  |  | UKJ600-BLK
[5 empty] | Red |  | 760237657 |  |  | UKJ600-RED | [9 empty] | Tool |  |  |  | Description
[5 empty] | Green |  | 760237653 |  |  | UKJ600-GRN | [9 empty] | 1725150-1 |  |  |  | SL tool kit with lacing fixture
[5 empty] | Violet |  | 760237660 |  |  | UKJ600-VIO | [9 empty] | 1725150-3 |  |  |  | SL tool kit without lacing fixture
[20 empty] | 1673956-1 |  |  |  | SL tool lacing fixture
[5 empty] | Optional Space-Limited Strain Relief | [14 empty] | Hand Termination Tool
[5 empty] | 1375157-1 |  |  | Strain Relief, Space-Limited | [11 empty] | 569949-1 |  |  | Palm Tool, 110 Connect
Patch Panels
24-Port Panel | [6 empty] | 48-Port Panel | [6 empty] | 24-Port Angled Panel | [6 empty] | 48-Port Angled Panel | [6 empty] | CommScope Instruction Library
UNP-Type Universal Panel Instructions
UNP-6-DM-1U-24 | [6 empty] | UNP-6-DM-2U-48 | [6 empty] | UNPA-6-DM-1U-24 | [6 empty] | UNPA-6-DM-2U-48
760180042 | [6 empty] | 760180059 | [6 empty] | 760180067 | [6 empty] | 760180075
Termination Manager | [12 empty] | Product Note: |  |  | Termination managers are required on ALL Uniprise UNP Cat 6/6A Universal & CPP 5e patch panels for warranty | [6 empty] | CommScope Instruction Library |  |  | Termination Manager Instructions
|  |  | PRODUCT NOTE: |  |  | For 5e/6/6A Patch Panels
|  |  | Material ID |  |  | Pkg of 28
760199760
Modular Panels M-Series
|  |  |  | Modular 24-Port | [7 empty] | Modular 48-Port | [8 empty] | Modular 24-Port Angled | [7 empty] | Modular 48-Port Angled
Product # |  |  |  | Material ID |  |  | Product # |  |  |  |  | Material ID |  |  | Product # |  |  |  |  | Material ID |  |  |  | Product # |  |  |  | Material ID
CPP-UDDM-M-1U-24 |  |  |  | 760207274 |  |  | CPP-UDDM-M-2U-48 |  |  |  |  | 760207282 |  |  | CPPA-UDDM-M-1U-24 |  |  |  |  | 760207290 |  |  |  | CPPA-UDDM-M-2U-48 |  |  |  | 760207308
PRODUCT NOTE: | [6 empty] | M2000 panels universally accept Category 5e, 6, and 6A Uniprise M-Series outlets. Rear cable management bar is included with M2000 panels. | [7 empty] | CommScope Instruction Library | [5 empty] | DDM Series Patch Panel Instructions
|  |  |  | Modular 24-Port | [7 empty] | Modular 48-Port (1RU) | [8 empty] | Modular 24-Port Angled | [7 empty] | Modular 48-Port Angled (1RU)
Product # |  |  |  | Material ID |  |  | Product # |  |  |  |  | Material ID |  |  | Product # |  |  |  |  | Material ID |  |  |  | Product # |  |  |  | Material ID
M2400-1U-PS |  |  |  | 760118315 |  |  | M4800-1U-PS |  |  |  |  | 760104307 |  |  | M2400A-1U-PS |  |  |  |  | 760118331 |  |  |  | M4800A-1U-PS |  |  |  | 760109736
Accepts Cat 5e/6 jacks (M-Series) | [6 empty] | Accepts Category 5e & 6 jacks (M-Series) | [7 empty] | Accepts Category 5e & 6 jacks (M-Series) | [8 empty] | Accepts Category 5e & 6 jacks (M-Series)
PRODUCT NOTE: | [6 empty] | M2400 & M4800 panels require different stuffer caps for the jacks. Each panel comes with 24 or 48 stuffer caps to use in place of the stuffer caps that come with individual jacks. These stuffer caps are needed so the jacks fit correctly in the panels. | [7 empty] | CommScope Instruction Library | [5 empty] | M2400 & M2400A Installation Instructions
[15 empty] | CommScope Instruction Library | [5 empty] | M4800 & M4800A Installation Instructions
PRODUCT NOTE: | [6 empty] | Cable management bar NOT included with M2400 & M4800 panels. Must be ordered separately; part number is 760104398 | [7 empty] | TOOL: | [6 empty] | 760122713 |  |  | Used to remove jacks from modular patch panels
Pkg of 5
Modular Panels SL-Series
|  |  |  | Modular 24-Port | [7 empty] | Modular 48-Port | [8 empty] | Modular 24-Port Angled | [7 empty] | Modular 48-Port Angled
Product # |  |  |  | Material ID |  |  | Product # |  |  |  |  | Material ID |  |  | Product # |  |  |  |  | Material ID |  |  |  | Product # |  |  |  | Material ID
CPP-UDDM-SL-1U-24 |  |  |  | 760237040 |  |  | CPP-UDDM-SL-2U-48 |  |  |  |  | 760237041 |  |  | CPPA-UDDM-SL-1U-24 |  |  |  |  | 760237042 |  |  |  | CPPA-UDDM-SL-2U-48 |  |  |  | 760237043
Modular Panels Keystone-Series
|  |  |  | Modular 24-Port | [7 empty] | Modular 48-Port | [8 empty] | Modular 24-Port Angled | [7 empty] | Modular 48-Port Angled
Product # |  |  |  | Material ID |  |  | Product # |  |  |  |  | Material ID |  |  | Product # |  |  |  |  | Material ID |  |  |  | Product # |  |  |  | Material ID
CPP-UDDM-KJ-1U-24 |  |  |  | 760237053 |  |  | CPP-UDDM-KJ-2U-48 |  |  |  |  | 760241547 |  |  | CPPA-UDDM-KJ-1U-24 |  |  |  |  | 760237052 |  |  |  | CPPA-UDDM-KJ-2U-48 |  |  |  | 760237043
Patch Panels - Shielded
24-Port High Density Mod Panel, 1U | [7 empty] | 48-Port High Density Mod Panel, 2U | [7 empty] | 24-Port High Density Angled Mod Panel, 1U | [7 empty] | 48-Port High Density Angled Mod Panel, 2U
(Accommodates F/UTP Jacks) | [7 empty] | (Accommodates F/UTP Jacks) | [7 empty] | (Accommodates F/UTP Jacks) | [7 empty] | (Accommodates F/UTP Jacks)
[5 empty] | 24 | [7 empty] | 48 | [7 empty] | 24 | [7 empty] | 48
Product # |  |  |  | Material ID |  |  |  | Product # |  |  |  | Material ID |  |  |  | Product # |  |  |  | Material ID |  |  |  | Product # |  |  |  | Material ID
HFTP-HD6B-1U-24 |  |  |  | 760163436 |  |  |  | HFTP-HD6B-2U-48 |  |  |  | 760163444 |  |  |  | HFTPA-HD6B-1U-24 |  |  |  | 760163451 |  |  |  | HFTPA-HD6B-1U-48 |  |  |  | 760163469
CommScope Instruction Library | [7 empty] | High-Density HFTP Panel Instructions
Patch Panels - Shielded SL
24-Port Mod Panel, 1U | [7 empty] | 24-Port Mod Panel, 1U | [7 empty] | 24-Port Angled Mod Panel, 1U | [7 empty] | 48-Port Angled Mod Panel, 2U
(Accommodates F/UTP Jacks) | [7 empty] | (Accommodates F/UTP Jacks) | [7 empty] | (Accommodates F/UTP Jacks) | [7 empty] | (Accommodates F/UTP Jacks)
[5 empty] | 24 | [7 empty] | 48 | [7 empty] | 24 | [7 empty] | 48
Product # |  |  |  | Material ID |  |  |  | Product # |  |  |  | Material ID |  |  |  | Product # |  |  |  | Material ID |  |  |  | Product # |  |  |  | Material ID
CPP-SDDM-SL-1U-24 |  |  |  | 760237046 |  |  |  | CPP-SDDM-SL-2U-48 |  |  |  | 760237047 |  |  |  | CPPA-SDDM-SL-1U-24 |  |  |  | 760237048 |  |  |  | CPPA-SDDM-SL-2U-48 |  |  |  | 760237049
CommScope Instruction Library | [7 empty] | SDDM Panel Instructions
Patch Cords
Product Note: |  |  |  |  | Available in Standard and Reduced Diameter
Standard Patch Cord - Single
Color |  | Product # |  |  |  | Material ID | [5 empty] | Color |  | Product # |  |  |  | Material ID |  |  |  |  | Product Notes:
Blue |  | UNC6-BL |  |  |  | UC1BBB2-0ZFyyy | [5 empty] | Orange |  | UNC6-OR |  |  |  | UC1BBB2-06Fyyy |  |  |  |  | RJ45 male to RJ45 male
White |  | UNC6-WH |  |  |  | UC1BBB2-08Fyyy | [5 empty] | Violet |  | UNC6-VL |  |  |  | UC1BBB2-0LFyyy |  |  |  |  | yyy = length (ft)
Yellow |  | UNC6-YL |  |  |  | UC1BBB2-09Fyyy | [5 empty] | Red |  | UNC6-RD |  |  |  | UC1BBB2-07Fyyy |  |  |  |  | Lengths are 1 ft to 100 ft
Gray |  | UNC6-GY |  |  |  | UC1BBB2-0CFyyy | [5 empty] | Black |  | UNC6-BK |  |  |  | UC1BBB2-01Fyyy |  |  |  |  | (Ex: 003 = 3 ft; 010 = 10 ft)
Green |  | UNC6-GR |  |  |  | UC1BBB2-0CMyyy
Standard Patch Cord - Bulk pack of 10
Color |  | Product # |  |  |  | Material ID | [5 empty] | Color |  | Product # |  |  |  | Material ID |  |  |  |  | Product Notes:
Blue |  | UNC6-BL-10PK |  |  |  | BC1BBB2-0ZFyyy | [5 empty] | Orange |  | UNC6-OR-10PK |  |  |  | BC1BBB2-06Fyyy |  |  |  |  | RJ45 male to RJ45 male
White |  | UNC6-WH-10PK |  |  |  | BC1BBB2-08Fyyy | [5 empty] | Violet |  | UNC6-VL-10PK |  |  |  | BC1BBB2-0LFyyy |  |  |  |  | yyy = length (ft)
Yellow |  | UNC6-YL-10PK |  |  |  | BC1BBB2-09Fyyy | [5 empty] | Red |  | UNC6-RD-10PK |  |  |  | BC1BBB2-07Fyyy |  |  |  |  | Lengths are 3 ft to 25 ft
Gray |  | UNC6-GY-10PK |  |  |  | BC1BBB2-0CFyyy | [5 empty] | Black |  | UNC6-BK-10PK |  |  |  | BC1BBB2-01Fyyy |  |  |  |  | (Ex: 003 = 3 ft; 010 = 10 ft)
Green |  | UNC6-GR-10PK |  |  |  | BC1BBB2-0MFyyy
Standard Patch Cord - Mega pack of 100
Color |  | Product # |  |  |  | Material ID | [5 empty] | Color |  | Product # |  |  |  | Material ID |  |  |  |  | Product Notes:
Blue |  | UNC6-BL-MEGAPACK |  |  |  | KC1BBB2-0ZFyyy | [5 empty] | Orange |  | UNC6-OR-MEGAPACK |  |  |  | KC1BBB2-06Fyyy |  |  |  |  | RJ45 male to RJ45 male
White |  | UNC6-WH-MEGAPACK |  |  |  | KC1BBB2-08Fyyy | [5 empty] | Violet |  | UNC6-VL-MEGAPACK |  |  |  | KC1BBB2-0LFyyy |  |  |  |  | yyy = length (ft)
Yellow |  | UNC6-YL-MEGAPACK |  |  |  | KC1BBB2-09Fyyy | [5 empty] | Red |  | UNC6-RD-MEGAPACK |  |  |  | KC1BBB2-07Fyyy |  |  |  |  | Lengths are 1 ft to 7 ft
Gray |  | UNC6-GY-MEGAPACK |  |  |  | KC1BBB2-0CFyyy | [5 empty] | Black |  | UNC6-BK-MEGAPACK |  |  |  | KC1BBB2-01Fyyy |  |  |  |  | (Ex: 003 = 3 ft; 010 = 10 ft)
Green |  | UNC6-GR-MEGAPACK |  |  |  | KC1BBB2-0MFyyy
Reduced Diameter MiNo6TM Cat 6 Patch Cord - Single
|  |  |  | Product Notes: |  |  |  |  | Color |  | Product # |  |  |  | Material ID | [5 empty] | Color |  | Product # |  |  |  | Material ID
|  |  |  | Diameter 0.15" (3.81mm) |  |  |  |  | Blue |  | MINO6-BL |  |  |  | CO166S2-0ZFxxx | [5 empty] | Orange |  | MINO6-OR |  |  |  | CO166S2-06xxx
[9 empty] | White |  | MINO6-WH |  |  |  | CO166S2-08Fxxx | [5 empty] | Purple |  | MINO6-PR |  |  |  | CO166S2-0Lxxx
|  |  |  | xxx = length (ft) |  |  |  |  | Yellow |  | MINO6-YL |  |  |  | CO166S2-09Fxxx | [5 empty] | Red |  | MINO6-RD |  |  |  | CO166S2-07xxx
|  |  |  | Lengths are 3 ft to 33 ft |  |  |  |  | Dark Gray |  | MINO6-DG |  |  |  | CO166S2-03Fxxx | [5 empty] | Black |  | MINO6-BK |  |  |  | CO166S2-01xxx
|  |  |  | RJ45 male to RJ45 male |  |  |  |  | Green |  | MINO6-SG |  |  |  | CO166S2-04Fxxx | [5 empty] | Light Blue |  | MINO6-LB |  |  |  | CO166S2-02xxx
Reduced Diameter MiNo6TM Cat 6 Patch Cord - Bulk pack of 10
|  |  |  | Product Notes: |  |  |  |  | Color |  | Product # |  |  |  | Material ID | [5 empty] | Color |  | Product # |  |  |  | Material ID
|  |  |  | Diameter 0.15" (3.81mm) |  |  |  |  | Blue |  | MINO6-BL-10PK |  |  |  | BO166S2-0ZFxxx | [5 empty] | Orange |  | MINO6-OR-10PK |  |  |  | BO166S2-06xxx
[9 empty] | White |  | MINO6-WH-10PK |  |  |  | BO166S2-08Fxxx | [5 empty] | Purple |  | MINO6-PR-10PK |  |  |  | BO166S2-0Lxxx
|  |  |  | xxx = length (ft) |  |  |  |  | Yellow |  | MINO6-YL-10PK |  |  |  | BO166S2-09Fxxx | [5 empty] | Red |  | MINO6-RD-10PK |  |  |  | BO166S2-07xxx
|  |  |  | Lengths are 3 ft to 33 ft |  |  |  |  | Dark Gray |  | MINO6-DG-10PK |  |  |  | BO166S2-03Fxxx | [5 empty] | Black |  | MINO6-BK-10PK |  |  |  | BO166S2-01xxx
|  |  |  | RJ45 male to RJ45 male |  |  |  |  | Green |  | MINO6-SG-10PK |  |  |  | BO166S2-04Fxxx | [5 empty] | Light Blue |  | MINO6-LB-10PK |  |  |  | BO166S2-02xxx
Reduced Diameter MiNo6TM Cat 6 Patch Cord - Mega pack of 100
|  |  |  | Product Notes: |  |  |  |  | Color |  | Product # |  |  |  | Material ID | [5 empty] | Color |  | Product # |  |  |  | Material ID
|  |  |  | Diameter 0.15" (3.81mm) |  |  |  |  | Blue |  | MINO6-BL-MEGAPACK |  |  |  | KO166S2-0ZFxxx | [5 empty] | Orange |  | MINO6-OR-MEGAPACK |  |  |  | KO166S2-06xxx
[9 empty] | White |  | MINO6-WH-MEGAPACK |  |  |  | KO166S2-08Fxxx | [5 empty] | Purple |  | MINO6-PR-MEGAPACK |  |  |  | KO166S2-0Lxxx
|  |  |  | xxx = length (ft) |  |  |  |  | Yellow |  | MINO6-YL-MEGAPACK |  |  |  | KO166S2-09Fxxx | [5 empty] | Red |  | MINO6-RD-MEGAPACK |  |  |  | KO166S2-07xxx
|  |  |  | Lengths are 3 ft to 33 ft |  |  |  |  | Dark Gray |  | MINO6-DG-MEGAPACK |  |  |  | KO166S2-03Fxxx | [5 empty] | Black |  | MINO6-BK-MEGAPACK |  |  |  | KO166S2-01xxx
|  |  |  | RJ45 male to RJ45 male |  |  |  |  | Green |  | MINO6-SG-MEGAPACK |  |  |  | KO166S2-04Fxxx | [5 empty] | Light Blue |  | MINO6-LB-MEGAPACK |  |  |  | KO166S2-02xxx
Patch Cords - Shielded
Color |  | Product # |  |  |  | Material ID | [5 empty] | Color |  | Product # |  |  |  | Material ID |  |  |  |  | Product Details
Blue |  | SFTP-PC6-BL |  |  |  | UC111F2-0ZFyyy | [5 empty] | Orange |  | SFTP-PC6-OR |  |  |  | UC111F2-06Fyyy |  |  |  |  | RJ45 male to RJ45 male
White |  | SFTP-PC6-WH |  |  |  | UC111F2-08Fyyy | [5 empty] | Violet |  | SFTP-PC6-VL |  |  |  | N/A |  |  |  |  | yyy = length (ft)
Yellow |  | SFTP-PC6-YL |  |  |  | UC111F2-09Fyyy | [5 empty] | Red |  | SFTP-PC6-RD |  |  |  | UC111F2-07Fyyy |  |  |  |  | Lengths are 3 ft to 300 ft
Gray |  | SFTP-PC6-GY |  |  |  | UC111F2-0CFyyy | [5 empty] | Black |  | SFTP-PC6-BK |  |  |  | UC111F2-01Fyyy |  |  |  |  | (Ex: 003 = 3 ft; 010 = 10 ft)
Green |  | SFTP-PC6-GR |  |  |  | UC111F2-0MFyyy
Modular Plugs
UTP Cable - Cat 6 min compliant (CS34)
[6 empty] | Mod Plug (Pkg of 100) | [12 empty] | Boot (Pkg of 100) | [5 empty] | Product Notes:
[6 empty] | MP-6AU-Plug-B-1 | [12 empty] | MP-6AU-Boot-54-1
[6 empty] | 6-2843007-1 | [12 empty] | 2843021-3 | [5 empty] | For stranded or solid conductors
[6 empty] | Product Note: | [12 empty] | Product Note:
For conductor size 26 - 23 AWG
[6 empty] | Boots are sold seperately. | [12 empty] | For cable diameter 0.224" - 0.201" (5.70 mm - 5.10 mm)
UTP Cable - Cat 6 enhanced (CS37)
[6 empty] | Mod Plug (Pkg of 100) | [12 empty] | Boot (Pkg of 100) | [5 empty] | Product Notes:
[6 empty] | MP-6AU-Plug-B-1 | [12 empty] | MP-6AU-Boot-59-1
[6 empty] | 6-2843007-1 | [12 empty] | 2843020-3 | [5 empty] | For stranded or solid conductors
[6 empty] | Product Note: | [12 empty] | Product Note:
For conductor size 26 - 23 AWG
[6 empty] | Boots are sold seperately. | [12 empty] | For cable diameter 0.244" - 0.220" (6.20 mm - 5.60 mm)
Tool: | [7 empty] | Modular plug hand tool with 8-position die | [7 empty] | CommScope Instruction Library
3-231652-7
Modular plug die only
[8 empty] | 1-853400-5 | [7 empty] | Instruction Sheet
Modular plug hand tool WITHOUT die
2-231652-0
Ceiling Connector Assembly (CCA)
Material ID |  |  | Product Number | [5 empty] | Environmental Space | [11 empty] | Product Notes:
A field-terminated connector solution that does not require special tools to terminate and can be easily attached to a horizontal cable using a cutoff tool and pliers. There are no small parts that could be lost or dropped, making installation on a ladder feasible.
760235585 |  |  | CCA-GS8E-LSZH-BLACK-N018 | [5 empty] | LSZH
760235586 |  |  | CCA-GS8E-LSZH-WHITE-N018 | [5 empty] | LSZH
760235587 |  |  | CCA-GS8E-PLENUM-BLACK-N018 | [5 empty] | Plenum
760235588 |  |  | CCA-GS8E-PLENUM-WHITE-N018 | [5 empty] | Plenum
Product Note: |  |  |  | Sold as an 18" UTP pigtail pre-attached; RJ45 to ceiling connector | [13 empty] | COMMSCOPE Instruction Library
Ceiling Connector Assembly without Cordage | [17 empty] | Installation Instructions
760234921
Product Notes:
Environmental Space: LSZH and Plenum
Color: Electrical White only
Conductor type accepted: Solid (22-26 AWG) and stranded (7 strands 22-26 AWG)
Cover |  |  |  | Open

## 5e
Uniprise® Solutions | [9 empty] | MENU
[10 empty] | 110 Hardware |  |  |  | Cable (Shielded) |  |  |  | Patch Cords |  |  |  | Patch Panels Keystone
Category 5e | [9 empty] | Cable (Min Compliant) |  |  |  | Coupler (SL-Series) |  |  |  | Patch Cords (Shielded)
[10 empty] | Cable (350 MHz) |  |  |  | Jacks (M-Series) |  |  |  | Patch Panels
[10 empty] | Cable (High Pair) |  |  |  | Jacks (Shielded) |  |  |  | Patch Panels (Shielded)
1000BASE-T v 1 Gb/s Ethernet v 100 MHz Bandwidth | [9 empty] | Cable (Outdoor) |  |  |  | Modular Plugs |  |  |  | Patch Panels SL Series
CATEGORY 5e 350 MHz CABLE (U/UTP) v CMP O.D. = 0.180 in (4.572 mm); CMR O.D. = 0.195 in (4.953 mm)
Pallet Qty |  |  | MOQ (Plenum) |  |  |  | MOQ (Nonplenum) |  |  |  |  | PLENUM | [9 empty] | NON-PLENUM
Boxes: 36,000 ft |  |  | n/a |  |  |  | n/a |  |  |  |  | Product # | [5 empty] | Material ID |  |  |  | Product # | [5 empty] | Material ID
Reels: 36,000 ft |  |  | n/a |  |  |  | n/a
Category 5e 350MHz "Ultra II®" U/UTP, 4-pair, 1000 ft box, blue | [11 empty] | CS27P BLUE CMP UTP CPK | [5 empty] | 874031414/10 |  |  |  | CS27R BLUE CMR UTP CPK | [5 empty] | 884031914/10
Category 5e 350MHz "Ultra II®" U/UTP, 4-pair, 1000 ft box, white | [11 empty] | CS27P WHITE CMP UTP CPK | [5 empty] | 874046714/10 |  |  |  | CS27R WHITE CMR UTP CPK | [5 empty] | 884023614/10
Category 5e 350MHz "Ultra II®" U/UTP, 4-pair, 1000 ft box, yellow | [11 empty] | CS27P YELLOW CMP UTP CPK | [5 empty] | 874036514/10 |  |  |  | CS27R YELLOW CMR UTP CPK | [5 empty] | 884029814/10
Category 5e 350MHz "Ultra II®" U/UTP, 4-pair, 1000 ft box, gray | [11 empty] | CS27P GRAY CMP UTP CPK | [5 empty] | 874038814/10 |  |  |  | CS27R GRAY CMR UTP CPK | [5 empty] | 884032514/10
Category 5e 350MHz "Ultra II®" U/UTP, 4-pair, 1000 ft box, orange | [11 empty] | CS27P ORANGE CMP UTP CPK | [5 empty] | 874046014/10 |  |  |  | CS27R ORANGE CMR UTP CPK | [5 empty] | 884015414/10
Category 5e 350MHz "Ultra II®" U/UTP, 4-pair, 1000 ft box, pink | [11 empty] | CS27P PINK CMP UTP CPK | [5 empty] | 874034514/10 |  |  |  | CS27R PINK CMR UTP CPK | [5 empty] | 884022014/10
Category 5e 350MHz "Ultra II®" U/UTP, 4-pair, 1000 ft box, violet | [11 empty] | CS27P VIOLET CMP UTP CPK | [5 empty] | 874017814/10 |  |  |  | CS27R VIOLET CMR UTP CPK | [5 empty] | 884033414/10
Category 5e 350MHz "Ultra II®" U/UTP, 4-pair, 1000 ft box, red | [11 empty] | CS27P RED CMP UTP CPK | [5 empty] | 874018914/10 |  |  |  | CS27R RED CMR UTP CPK | [5 empty] | 884022114/10
Category 5e 350MHz "Ultra II®" U/UTP, 4-pair, 1000 ft box, black | [11 empty] | CS27P BLACK CMP UTP CPK | [5 empty] | 874037514/10 |  |  |  | CS27R BLACK CMR UTP CPK | [5 empty] | 884018114/10
Category 5e 350MHz "Ultra II®" U/UTP, 4-pair, 1000 ft box, green | [11 empty] | CS27P GREEN CMP UTP CPK | [5 empty] | 874032914/10 |  |  |  | CS27R GREEN CMR UTP CPK | [5 empty] | 884016014/10
Cabling & Pathways Calculator
CATEGORY 5e SHIELDED CABLE (F/UTP) v CMP O.D. = 0.235 in (5.969 mm); CMR O.D. = 0.242 in (6.147 mm)
| Pallet Quantity | [6 empty] | PLENUM | [11 empty] | NON-PLENUM
| Reels: 27,000 ft per pallet | [6 empty] | Product # | [7 empty] | Material ID |  |  |  | Product # | [7 empty] | Material ID
Category 5e, F/UTP, 4-pair, 1000 ft reel, blue | [7 empty] | CS24P BLU C5E 4/24 F/UTP RL 1KFT | [7 empty] | 874037904/10 |  |  |  | CS24R BLU C5E 4/24 F/UTP RL 1KFT | [7 empty] | 884020404/10
Category 5e, F/UTP, 4-pair, 1000 ft reel, white | [7 empty] | CS24P WHT C5E 4/24 F/UTP RL 1KFT | [7 empty] | 874029804/10 |  |  |  | CS24R WHT C5E 4/24 F/UTP RL 1KFT | [7 empty] | 884033104/10
Category 5e, F/UTP, 4-pair, 1000 ft reel, yellow | [7 empty] | n/a | [7 empty] | n/a |  |  |  | n/a | [7 empty] | n/a
Category 5e, F/UTP, 4-pair, 1000 ft reel, green | [7 empty] | n/a | [7 empty] | n/a |  |  |  | n/a | [7 empty] | n/a
Category 5e, F/UTP, 4-pair, 1000 ft reel, orange | [7 empty] | n/a | [7 empty] | n/a |  |  |  | n/a | [7 empty] | n/a
Category 5e, F/UTP, 4-pair, 1000 ft reel, black | [7 empty] | n/a | [7 empty] | n/a |  |  |  | n/a | [7 empty] | n/a
Category 5e, F/UTP, 4-pair, 1000 ft reel, red | [7 empty] | n/a | [7 empty] | n/a |  |  |  | n/a | [7 empty] | n/a
Category 5e, F/UTP, 4-pair, 1000 ft reel, gray | [7 empty] | CS24P GRY C5E 4/24 F/UTP RL 1KFT | [7 empty] | 874046804/10 |  |  |  | CS24R GRY C5E 4/24 F/UTP RL 1KFT | [7 empty] | 884025404/10
Cabling & Pathways Calculator
CATEGORY 5e CABLE (U/UTP) v CMP O.D. = 0.192 in (4.877 mm); CMR O.D. = 0.195 in (4.953 mm)
Pallet Qty |  |  | MOQ (Plenum) |  |  |  | MOQ (Nonplenum) |  |  |  | PLENUM | [10 empty] | NON-PLENUM
Boxes: 36,000 ft |  |  | n/a |  |  |  | n/a |  |  |  | Product # | [6 empty] | Material ID |  |  |  | Product # | [5 empty] | Material ID
Reels: 36,000 ft |  |  | n/a |  |  |  | n/a
Category 5e "DataPipe®" 200 MHz, U/UTP, 4-pair, 1000 ft box, blue | [10 empty] | CS24P BLU C5E 4/24 U/UTP CPK 1KFT | [6 empty] | 874032314/10 |  |  |  | CS24R BLU C5E 4/24 U/UTP CPK 1KFT | [5 empty] | 884034614/10
Category 5e "DataPipe®" 200 MHz, U/UTP, 4-pair, 1000 ft box, white | [10 empty] | CS24P WHT C5E 4/24 U/UTP CPK 1KFT | [6 empty] | 874027314/10 |  |  |  | CS24R WHT C5E 4/24 U/UTP CPK 1KFT | [5 empty] | 884024014/10
Category 5e "DataPipe®" 200 MHz, U/UTP, 4-pair, 1000 ft box, yellow | [10 empty] | CS24P YEL C5E 4/24 U/UTP CPK 1KFT | [6 empty] | 874029014/10 |  |  |  | CS24R YEL C5E 4/24 U/UTP CPK 1KFT | [5 empty] | 884020314/10
Category 5e "DataPipe®" 200 MHz, U/UTP, 4-pair, 1000 ft box, gray | [10 empty] | CS24P GRY C5E 4/24 U/UTP CPK 1KFT | [6 empty] | 874038714/10 |  |  |  | CS24R GRY C5E 4/24 U/UTP CPK 1KFT | [5 empty] | 884021314/10
Category 5e "DataPipe®" 200 MHz, U/UTP, 4-pair, 1000 ft box, orange | [10 empty] | CS24P ORG C5E 4/24 U/UTP CPK 1KFT | [6 empty] | 874032614/10 |  |  |  | CS24R ORG C5E 4/24 U/UTP CPK 1KFT | [5 empty] | 884026414/10
Category 5e "DataPipe®" 200 MHz, U/UTP, 4-pair, 1000 ft box, pink | [10 empty] | CS24P PNK C5E 4/24 U/UTP CPK 1KFT | [6 empty] | 874030814/10 |  |  |  | CS24R PNK C5E 4/24 U/UTP CPK 1KFT | [5 empty] | 884020214/10
Category 5e "DataPipe®" 200 MHz, U/UTP, 4-pair, 1000 ft box, violet | [10 empty] | CS24P VLT C5E 4/24 U/UTP CPK 1KFT | [6 empty] | 874017114/10 |  |  |  | CS24R VLT C5E 4/24 U/UTP CPK 1KFT | [5 empty] | 884031314/10
Category 5e "DataPipe®" 200 MHz, U/UTP, 4-pair, 1000 ft box, red | [10 empty] | CS24P RED C5E 4/24 U/UTP CPK 1KFT | [6 empty] | 874042414/10 |  |  |  | CS24R RED C5E 4/24 U/UTP CPK 1KFT | [5 empty] | 884027714/10
Category 5e "DataPipe®" 200 MHz, U/UTP, 4-pair, 1000 ft box, black | [10 empty] | CS24P BLK C5E 4/24 U/UTP CPK 1KFT | [6 empty] | 874048514/10 |  |  |  | CS24R BLK C5E 4/24 U/UTP CPK 1KFT | [5 empty] | 884024214/10
Category 5e "DataPipe®" 200 MHz, U/UTP, 4-pair, 1000 ft box, green | [10 empty] | CS24P GRN C5E 4/24 U/UTP CPK 1KFT | [6 empty] | 874039714/10 |  |  |  | CS24R GRN C5E 4/24 U/UTP CPK 1KFT | [5 empty] | 884021714/10
Cabling & Pathways Calculator
CATEGORY 5e HIGH PAIR CABLE
Cabling & Pathways Calculator
Plenum Category 5e U/UTP, 25-pair, 1000 ft reel | [11 empty] | Non-plenum Category 5e U/UTP, 25-pair, 1000 ft reel
Product # | [5 empty] | Material ID | [5 empty] | Product # | [6 empty] | Material ID
CS24 25PR WHITE CMP REEL | [5 empty] | 874020906/10 | [5 empty] | CS24 25 PR GRAY CMR UTP REEL | [6 empty] | 884021305/10
CATEGORY 5e OUTDOOR UV RESISTANT v O.D. = 0.240 in (6.096 mm)
[6 empty] | Category 5e "Ultra II®" U/UTP filled cable, outdoor direct burial, 4-pair count, black jacket | [8 empty] | 1000 ft reel |  |  |  | 5NF4 BLACK REEL | [5 empty] | 4286104/10
[15 empty] | 3000 ft reel |  |  |  | 5NF4 BLACK REEL 3K | [5 empty] | 4286184/30
[15 empty] | 6000 ft reel |  |  |  | 5NF4 BLACK REEL 6K | [5 empty] | 4286144/60
Pallet Quantity | [9 empty] | Cabling & Pathways Calculator
1K Reels: COMMSCOPE ships 27,000 ft per pallet
3K Reels: COMMSCOPE ships 36,000 ft per pallet
Jacks (M-Series)
[5 empty] | Color |  | Product # |  |  | Material ID |  |  |  | Color |  | Product # |  |  | Material ID |  |  |  | Instruction Library |  | UNJ-Series Outlet Installation
[5 empty] | Blue |  | UNJ500-BL |  |  | 760237766 |  |  |  | Ivory |  | UNJ500-IV |  |  | 760237774
[5 empty] | Yellow |  | UNJ500-YL |  |  | 760237771 |  |  |  | Violet |  | UNJ500-VL |  |  | 760237775
[5 empty] | Gray |  | UNJ500-GY |  |  | 760237773 |  |  |  | Red |  | UNJ500-RD |  |  | 760237772 |  |  |  | Hand Termination Tool
[5 empty] | White |  | UNJ500-WH |  |  | 760237776 |  |  |  | Black |  | UNJ500-BK |  |  | 760237765
[5 empty] | Orange |  | UNJ500-OR |  |  | 760237770
[5 empty] | Green |  | UNJ500-GR |  |  | 760237768
[5 empty] | Almond |  | UNJ600-AL |  |  | 760237769
Optional Space-Limited Strain Relief
[23 empty] | Tool |  |  |  | Description
[23 empty] | 1725150-1 |  |  |  | SL tool kit with lacing fixture
[23 empty] | 1725150-3 |  |  |  | SL tool kit without lacing fixture
[23 empty] | 1673956-1 |  |  |  | SL tool lacing fixture
[14 empty] | 1375157-1 |  |  | Strain Relief, Space-Limited
In-Line Coupler
In-Line Coupler (SL-Series) |  |  |  |  | Product Notes: |  |  |  |  | SL-Series Single-Gang Faceplates | [12 empty] | Patch Panel; 24-port; Modular
[10 empty] | Ports |  | White |  | Gray |  | Almond |  | Black |  | Elec Ivory |  |  | 1375291-1
[5 empty] | In-Line coupler does NOT fit into Uniprise M-Series faceplates. Instead, use SL-Series Faceplates & Panels. |  |  |  |  | 1-port |  | 1-2111008-3 |  | 2111008-4 |  | 2111008-1 |  | 2111008-2 |  | 1-2111008-1
[10 empty] | 2-port |  | 1-2111009-3 |  | 2111009-4 |  | 2111009-1 |  | 2111009-2 |  | 1-2111009-1
[10 empty] | 3-port |  | 1-2111010-3 |  | 2111010-4 |  | 2111010-1 |  | 2111010-2 |  | 1-2111010-1
[10 empty] | 4-port |  | 1-2111011-3 |  | 2111011-4 |  | 2111011-1 |  | 2111011-2 |  | 1-2111011-1
[10 empty] | 6-port |  | 1-2111012-3 |  | 2111012-4 |  | 2111012-1 |  | 2111012-2 |  | 1-2111012-1
Accepts SL-Series In-Line Couplers
2111121-1
Jacks - Shielded (M-Series)
[5 empty] | Hand Termination Tool | [15 empty] | Color |  | Product # |  |  |  |  | Material ID
[21 empty] | Blue |  | HGS-A-MS-BLUE |  |  |  |  | 760154252
[21 empty] | Yellow |  | HGS-A-MS-YELLOW |  |  |  |  | 760154245
[21 empty] | Gray |  | HGS-A-MS-GRAY |  |  |  |  | 760154203
[21 empty] | White |  | HGS-A-MS-WHITE |  |  |  |  | 760154187
[21 empty] | Orange |  | HGS-A-MS-ORANGE |  |  |  |  | 760154229
[5 empty] | Tool |  |  |  | Description | [11 empty] | Black |  | HGS-A-MS-BLACK |  |  |  |  | 760154211
Single |  |  |  |  | 1725150-6 |  |  |  | SL tool kit with lacing fixture | [11 empty] | Green |  | HGS-A-MS-GREEN |  |  |  |  | 760154237
HFTP-J6,GR |  |  |  |  | 1725150-3 |  |  |  | SL tool kit without lacing fixture | [11 empty] | Ivory |  | HGS-A-MS-IVORY |  |  |  |  | 760154195
760238105 |  |  |  |  | 1673956-6 zoom in Click image above to enlarge 1673956-6 zoom in Click image above to enlarge 1673956-6 |  |  |  | SL tool lacing fixture | [11 empty] | Red |  | HGS-A-MS-RED |  |  |  |  | 760154260
[15 empty] | PRODUCT NOTE: |  |  |  |  | M-Series adapters can be used to color-code shielded jacks. Pkg of 25. Minimum order qty 20 pkgs.
In-Line Coupler |  |  |  |  | Product Notes: |  |  |  |  | SL-Series Single-Gang Faceplates | [12 empty] | Patch Panel; 24-port; Modular
[10 empty] | Ports |  | White |  | Gray |  | Almond |  | Black |  | Elec Ivory |  |  | 1375291-1
[5 empty] | Shielded In-Line coupler does NOT fit into Uniprise M-Series faceplates. Instead, use SL-Series Faceplates & Panels. |  |  |  |  | 1-port |  | 1-2111008-3 |  | 2111008-4 |  | 2111008-1 |  | 2111008-2 |  | 1-2111008-1
[10 empty] | 2-port |  | 1-2111009-3 |  | 2111009-4 |  | 2111009-1 |  | 2111009-2 |  | 1-2111009-1
[10 empty] | 3-port |  | 1-2111010-3 |  | 2111010-4 |  | 2111010-1 |  | 2111010-2 |  | 1-2111010-1
[10 empty] | 4-port |  | 1-2111011-3 |  | 2111011-4 |  | 2111011-1 |  | 2111011-2 |  | 1-2111011-1
[10 empty] | 6-port |  | 1-2111012-3 |  | 2111012-4 |  | 2111012-1 |  | 2111012-2 |  | 1-2111012-1
Accepts SL-Series In-Line Couplers
2111122-1
Patch Panels
24-Port Panel | [6 empty] | 48-Port Panel | [6 empty] | 24-Port Angled Panel | [6 empty] | 48-Port Angled Panel | [6 empty] | CommScope Instruction Library
Distribution Module Cat 5e Panels
CPP-5E-DM-1U-24 | [6 empty] | CPP-5E-DM-2U-48 | [6 empty] | CPPA-5E-DM-1U-24 | [6 empty] | CPPA-5E-DM-2U-48
760180000 | [6 empty] | 760180018 | [6 empty] | 760180026 | [6 empty] | 760180034
Termination Manager | [12 empty] | Product Note: |  |  | Termination managers are required on ALL Uniprise UNP Cat 6/6A Universal & CPP 5e patch panels for warranty | [6 empty] | CommScope Instruction Library |  |  | Termination Manager Instructions
|  |  | PRODUCT NOTE: |  |  | For 5e/6/6A Patch Panels
|  |  | Material ID |  |  | Pkg of 28
760199760
Modular Panels
|  |  |  | Modular 24-Port | [7 empty] | Modular 48-Port | [8 empty] | Modular 24-Port Angled | [7 empty] | Modular 48-Port Angled
Product # |  |  |  | Material ID |  |  | Product # |  |  |  |  | Material ID |  |  | Product # |  |  |  |  | Material ID |  |  |  | Product # |  |  |  | Material ID
CPP-UDDM-M-1U-24 |  |  |  | 760207274 |  |  | CPP-UDDM-M-2U-48 |  |  |  |  | 760207282 |  |  | CPPA-UDDM-M-1U-24 |  |  |  |  | 760207290 |  |  |  | CPPA-UDDM-M-2U-48 |  |  |  | 760207308
PRODUCT NOTE: | [6 empty] | M2000 panels universally accept Category 5e, 6, and 6A Uniprise M-Series outlets. Rear cable management bar is included with M2000 panels. | [7 empty] | CommScope Instruction Library | [5 empty] | CPP Series Patch Panel Instructions
|  |  |  | Modular 24-Port | [7 empty] | Modular 48-Port (1RU) | [8 empty] | Modular 24-Port Angled | [7 empty] | Modular 48-Port Angled (1RU)
Product # |  |  |  | Material ID |  |  | Product # |  |  |  |  | Material ID |  |  | Product # |  |  |  |  | Material ID |  |  |  | Product # |  |  |  | Material ID
M2400-1U-PS |  |  |  | 760118315 |  |  | M4800-1U-PS |  |  |  |  | 760104307 |  |  | M2400A-1U-PS |  |  |  |  | 760118331 |  |  |  | M4800A-1U-PS |  |  |  | 760109736
Accepts Cat 5e/6 jacks (M-Series) | [6 empty] | Accepts Category 5e & 6 jacks (M-Series) | [7 empty] | Accepts Category 5e & 6 jacks (M-Series) | [8 empty] | Accepts Category 5e & 6 jacks (M-Series)
PRODUCT NOTE: | [6 empty] | M2400 & M4800 panels require different stuffer caps for the jacks. Each panel comes with 24 or 48 stuffer caps to use in place of the stuffer caps that come with individual jacks. These stuffer caps are needed so the jacks fit correctly in the panels. | [7 empty] | CommScope Instruction Library | [5 empty] | M2400 & M2400A Installation Instructions
[15 empty] | CommScope Instruction Library | [5 empty] | M4800 & M4800A Installation Instructions
PRODUCT NOTE: | [6 empty] | Cable management bar NOT included with M2400 & M4800 panels. Must be ordered separately; part number is 760104398 | [7 empty] | TOOL: | [6 empty] | 760122713 |  |  | Used to remove jacks from modular patch panels
Pkg of 5
Modular Panels SL-Series
|  |  |  | Modular 24-Port | [7 empty] | Modular 48-Port | [8 empty] | Modular 24-Port Angled | [7 empty] | Modular 48-Port Angled
Product # |  |  |  | Material ID |  |  | Product # |  |  |  |  | Material ID |  |  | Product # |  |  |  |  | Material ID |  |  |  | Product # |  |  |  | Material ID
CPP-UDDM-SL-1U-24 |  |  |  | 760237040 |  |  | CPP-UDDM-SL-2U-48 |  |  |  |  | 760237041 |  |  | CPPA-UDDM-SL-1U-24 |  |  |  |  | 760237042 |  |  |  | CPPA-UDDM-SL-2U-48 |  |  |  | 760237043
Modular Panels Keystone-Series
|  |  |  | Modular 24-Port | [7 empty] | Modular 48-Port | [8 empty] | Modular 24-Port Angled | [7 empty] | Modular 48-Port Angled
Product # |  |  |  | Material ID |  |  | Product # |  |  |  |  | Material ID |  |  | Product # |  |  |  |  | Material ID |  |  |  | Product # |  |  |  | Material ID
CPP-UDDM-KJ-1U-24 |  |  |  | 760237053 |  |  | CPP-UDDM-KJ-2U-48 |  |  |  |  | 760241547 |  |  | CPPA-UDDM-KJ-1U-24 |  |  |  |  | 760237052 |  |  |  | CPPA-UDDM-KJ-2U-48 |  |  |  | 760237043
Patch Panels - Shielded
24-Port High Density Mod Panel, 1U | [7 empty] | 24-Port High Density Mod Panel, 1U | [7 empty] | 24-Port High Density Angled Mod Panel, 1U | [7 empty] | 24-Port High Density Angled Mod Panel, 1U
(Accommodates F/UTP M-Series Jacks) | [7 empty] | (Accommodates F/UTP M-Series Jacks) | [7 empty] | (Accommodates F/UTP M-Series Jacks) | [7 empty] | (Accommodates F/UTP M-Series Jacks)
[5 empty] | 24 | [7 empty] | 48 | [7 empty] | 24 | [7 empty] | 48
Product # |  |  |  | Material ID |  |  |  | Product # |  |  |  | Material ID |  |  |  | Product # |  |  |  | Material ID |  |  |  | Product # |  |  |  | Material ID
HFTP-HD6B-1U-24 |  |  |  | 760163436 |  |  |  | HFTP-HD6B-2U-48 |  |  |  | 760163444 |  |  |  | HFTPA-HD6B-1U-24 |  |  |  | 760163451 |  |  |  | HFTPA-HD6B-1U-48 |  |  |  | 760163469
CommScope Instruction Library | [7 empty] | High-Density HFTP Panel Instructions
Patch Cords
Color |  | Product # |  |  |  | Material ID | [5 empty] | Color |  | Product # |  |  |  | Material ID |  |  |  |  | Product Details
Blue |  | CO5E-U-CM-BL |  |  |  | CO155D2-0Z | [5 empty] | Orange |  | CO5E-U-CM-OR |  |  |  | CO155D2-06 |  |  |  |  | RJ45 male to RJ45 male
White |  | CO5E-U-CM-WH |  |  |  | CO155D2-08 | [5 empty] | Violet |  | n/a |  |  |  | n/a |  |  |  |  | yyy = length (ft)
Yellow |  | CO5E-U-CM-YL |  |  |  | CO155D2-09 | [5 empty] | Red |  | CO5E-U-CM-RD |  |  |  | CO155D2-07 |  |  |  |  | Lengths are 1 ft to 100 ft
Gray |  | CO5E-U-CM-GY |  |  |  | CO155D2-0C | [5 empty] | Black |  | CO5E-U-CM-BK |  |  |  | CO155D2-01 |  |  |  |  | (Ex: 003 = 3 ft; 010 = 10 ft)
Green |  | CO5E-U-CM-GN |  |  |  | CO155D2-0M
PATCH CORDS - SHIELDED
Color |  | Product # |  |  |  | Material ID | [5 empty] | Color |  | Product # |  |  |  | Material ID |  |  |  |  | Product Details
Blue |  | CO5E-S-CM-BL |  |  |  | CO17762-0Z | [5 empty] | Orange |  | CO5E-S-CM-OR |  |  |  | CO17762-06 |  |  |  |  | RJ45 male to RJ45 male
White |  | CO5E-S-CM-WH |  |  |  | CO17762-08 | [5 empty] | Violet |  | n/a |  |  |  | n/a |  |  |  |  | yyy = length (ft)
Yellow |  | CO5E-S-CM-YL |  |  |  | CO17762-09 | [5 empty] | Red |  | CO5E-S-CM-RD |  |  |  | CO17762-07 |  |  |  |  | Lengths are 1 ft to 300 ft
Gray |  | CO5E-S-CM-GY |  |  |  | CO17762-0C | [5 empty] | Black |  | CO5E-S-CM-BK |  |  |  | CO17762-01 |  |  |  |  | (Ex: 003 = 3 ft; 010 = 10 ft)
Green |  | CO5E-S-CM-GN |  |  |  | CO17762-0M
110 HARDWARE
KIT: 100-pair Block with Legs (w/ C4s & C5s) | [15 empty] | Kit: 100-pair Block with Legs (w/ C5s)
[6 empty] | Product # |  |  |  | Spec | [11 empty] | Product # |  |  |  | Spec
[6 empty] | 569439-1 | [15 empty] | 569440-1
[6 empty] | 110 Field Terminated Cross-Connect System Wiring Block with legs; includes 4- & 5-pair connecting blocks; designation strips and white labels | [15 empty] | 110 Field Terminated Cross-Connect System Wiring Block with legs; includes 5-pair connecting blocks; designation strips and white labels
KIT: 300-pair Block with Legs (w/ C4s & C5s) | [15 empty] | KIT: 300-pair Block with Legs (w/ C5s)
[6 empty] | Product # |  |  |  | Spec | [11 empty] | Product # |  |  |  | Spec
[6 empty] | 569445-1 | [15 empty] | 569446-1
[6 empty] | 110 Field Terminated Cross-Connect System Wiring Block with legs; includes 4- & 5-pair connecting blocks; designation strips and white labels | [15 empty] | 110 Field Terminated Cross-Connect System Wiring Block with legs; includes 5-pair connecting blocks; designation strips and white labels
100-pair Block with Legs | [15 empty] | 100-pair Block w/o Legs
[6 empty] | Product # |  |  |  | Spec | [11 empty] | Product # |  |  |  | Spec
[6 empty] | 558842-1 | [15 empty] | 558840-1
[6 empty] | 110Connect Wiring Block with legs | [15 empty] | 110Connect Wiring Block without legs
Jumper Trough with Legs | [15 empty] | Jumper Trough w/o Legs
[6 empty] | Product # |  |  |  | Spec | [11 empty] | Product # |  |  |  | Spec
[6 empty] | 569389-1 | [15 empty] | 569597-1
[6 empty] | 110 Trough with legs | [15 empty] | 110 Trough without legs
300-pair Block with Legs | [20 empty] | Designation Strips
[6 empty] | Product # |  |  |  | Spec | [16 empty] | Product #
[6 empty] | 558843-1 | [20 empty] | 558417-1
110Connect Wiring Block with legs
Spec
110 Transparent Designation Strips; pkg of 10 strips
4-pair Connecting Block | [9 empty] | 5-pair Connecting Block
|  |  |  | Product # | [9 empty] | Product #
|  |  |  | 558401-1 | [9 empty] | 558402-1
|  |  |  | Spec | [9 empty] | Spec
|  |  |  | (Pkg of 25) | [9 empty] | (Pkg of 25)
Insert Labels (5 sheets per package)
Spec |  |  | Product # |  |  |  | Description |  |  |  |  | Color
Click Here |  |  | 1375354-3 |  |  |  | Label, paper, 7.9" x 0.48" |  |  |  |  | Green
Click Here |  |  | 1375354-1 |  |  |  | Label, paper, 7.9" x 0.48" |  |  |  |  | White
Click Here |  |  | 1375254-2 |  |  |  | Label, paper, 7.9" x 0.48" |  |  |  |  | Blue
Modular Plugs
UTP Cable - Category 5e Min Compliant (CS24)
[6 empty] | Mod Plug (Pkg of 100) | [12 empty] | Boot (Pkg of 1000) | [5 empty] | Product Notes:
[6 empty] | MP-5EU-1 | [12 empty] | MP-5EU-Boot-57-10
[6 empty] | 6-569278-3 | [12 empty] | 2843048-1 | [5 empty] | For stranded or solid conductors
[6 empty] | Product Note: | [12 empty] | Product Note:
For conductor size 26 - 23 AWG
[6 empty] | Boots are sold seperately. | [12 empty] | Max Cable Diameter 0.220" (5.70 mm)
UTP Cable - Category 5e 350 MHz (CS27)
[6 empty] | Mod Plug (Pkg of 100) | [12 empty] | Boot (Pkg of 1000) | [5 empty] | Product Notes:
[6 empty] | MP-5EU-1 | [12 empty] | MP-5EU-Boot-57-10
[6 empty] | 6-569278-3 | [12 empty] | 2843048-1 | [5 empty] | For stranded or solid conductors
[6 empty] | Product Note: | [12 empty] | Product Note:
For conductor size 26 - 23 AWG
[6 empty] | Boots are sold seperately. | [12 empty] | Max Cable Diameter 0.220" (5.70 mm)
Tool: | [7 empty] | Modular plug hand tool with 8-position die | [7 empty] | CommScope Instruction Library
3-231652-0
Modular plug die only
[8 empty] | 1-853400-0 | [7 empty] | Instruction Sheet
Modular plug hand tool WITHOUT die
2-231652-0

## Faceplates
Uniprise® Solutions | [10 empty] | MENU
[11 empty] | Blanks |  |  |  |  | Faceplate (Stainless Steel) |  |  |  | Faceplates (SL)
M-Series Faceplates | [10 empty] | Decora Inserts |  |  |  |  | Faceplate (Wall Phone)
[11 empty] | Faceplate (Brass) |  |  |  |  | M106 Frames
[11 empty] | Faceplate (Double-Gang) |  |  |  |  | Modular Furniture Plates
[11 empty] | Faceplate (Single-Gang) |  |  |  |  | Surface Mount Box
Single-gang, with ID windows (M-Series) | [15 empty] | Single-gang Designer, with ID windows (M-Series)
|  | Color |  |  |  | Product # |  |  |  | Material ID | [7 empty] | Color |  |  |  | Product # |  | Material ID
|  | White |  |  |  | M10L-262 |  |  |  | 108258427 | [7 empty] | White |  |  |  | M10LE-262 |  | 108333014
|  | Ivory |  |  |  | M10L-246 |  |  |  | 108258419 | [7 empty] | Ivory |  |  |  | M10LE-246 |  | 108333006
|  | Black |  |  |  | M10L-003 |  |  |  | 108258401 | [7 empty] | Black |  |  |  | M10LE-003 |  | 108332982
|  | ProWhite |  |  |  | M10L-266 |  |  |  | 760181743 | [7 empty] | ProWhite |  |  |  | M10LE-266 |  | 760181933
|  | Gray |  |  |  | M10L-270 |  |  |  | 108258435 | [7 empty] | Gray |  |  |  | n/a |  | n/a
|  | Color |  |  |  | Product # |  |  |  | Material ID | [7 empty] | Color |  |  |  | Product # |  | Material ID
|  | White |  |  |  | M12L-262 |  |  |  | 108168469 | [7 empty] | White |  |  |  | M12LE-262 |  | 108333063
|  | Ivory |  |  |  | M12L-246 |  |  |  | 108168477 | [7 empty] | Ivory |  |  |  | M12LE-246 |  | 108333055
|  | Black |  |  |  | M12L-003 |  |  |  | 108168485 | [7 empty] | Black |  |  |  | M12LE-003 |  | 108333030
|  | ProWhite |  |  |  | M12L-266 |  |  |  | 760181701 | [7 empty] | ProWhite |  |  |  | M12LE-266 |  | 760181941
|  | Gray |  |  |  | M12L-270 |  |  |  | 108168451 | [7 empty] | Gray |  |  |  | M12LE-270 |  | 108333071
|  | Color |  |  |  | Product # |  |  |  | Material ID | [7 empty] | Color |  |  |  | Product # |  | Material ID
|  | White |  |  |  | M13L-262 |  |  |  | 108168501 | [7 empty] | White |  |  |  | M13LE-262 |  | 108333113
|  | Ivory |  |  |  | M13L-246 |  |  |  | 108168519 | [7 empty] | Ivory |  |  |  | M13LE-246 |  | 108333105
|  | Black |  |  |  | M13L-003 |  |  |  | 108168527 | [7 empty] | Black |  |  |  | M13LE-003 |  | 108333089
|  | ProWhite |  |  |  | M13L-266 |  |  |  | 760181719 | [7 empty] | ProWhite |  |  |  | M13LE-266 |  | 760181958
|  | Gray |  |  |  | M13L-270 |  |  |  | 108168493 | [7 empty] | Gray |  |  |  | M13LE-270 |  | 108333121
|  | Color |  |  |  | Product # |  |  |  | Material ID | [7 empty] | Color |  |  |  | Product # |  | Material ID
|  | White |  |  |  | M14L-262 |  |  |  | 108168543 | [7 empty] | White |  |  |  | M14LE-262 |  | 108333162
|  | Ivory |  |  |  | M14L-246 |  |  |  | 108168550 | [7 empty] | Ivory |  |  |  | M14LE-246 |  | 108333154
|  | Black |  |  |  | M14L-003 |  |  |  | 108168568 | [7 empty] | Black |  |  |  | M14LE-003 |  | 108333139
|  | ProWhite |  |  |  | M14L-266 |  |  |  | 760181727 | [7 empty] | ProWhite |  |  |  | M14LE-266 |  | 760181966
|  | Gray |  |  |  | M14L-270 |  |  |  | 108168535 | [7 empty] | Gray |  |  |  | M14LE-270 |  | 108333170
|  | Color |  |  |  | Product # |  |  |  | Material ID | [7 empty] | Color |  |  |  | Product # |  | Material ID
|  | White |  |  |  | M16L-262 |  |  |  | 108168584 | [7 empty] | White |  |  |  | M16LE-262 |  | 108333212
|  | Ivory |  |  |  | M16L-246 |  |  |  | 108168592 | [7 empty] | Ivory |  |  |  | M16LE-246 |  | 108333204
|  | Black |  |  |  | M16L-003 |  |  |  | 108168600 | [7 empty] | Black |  |  |  | M16LE-003 |  | 108333188
|  | ProWhite |  |  |  | M16L-266 |  |  |  | 760181735 | [7 empty] | ProWhite |  |  |  | M16LE-266 |  | 760181974
|  | Gray |  |  |  | M16L-270 |  |  |  | 108168576 | [7 empty] | Gray |  |  |  | M16LE-270 |  | 108333220
BLANKS (Pkg Quantity 100) (M-Series)
|  |  | Color |  |  | Product # |  |  |  | Material ID
|  |  | White |  |  | M20AP-262 |  |  |  | 107067928
|  |  | Ivory |  |  | M20AP-246 |  |  |  | 107067860
|  |  | Black |  |  | M20AP-003 |  |  |  | 107065583
|  |  | ProWhite |  |  | M20AP-266 |  |  |  | 760181891
|  |  | Gray |  |  | M20AP-270 |  |  |  | 107067951
Double-gang, with ID windows (M-Series)
|  |  | Color |  |  | Product # |  |  |  | Material ID
|  |  | White |  |  | M28L-262 |  |  |  | 108685025
|  |  | Ivory |  |  | M28L-246 |  |  |  | 108685017
|  |  | Black |  |  | M28L-003 |  |  |  | 108685009
|  |  | ProWhite |  |  | M28L-266 |  |  |  | 760181768
|  |  | Gray |  |  | M28L-270 |  |  |  | 108685033
Surface Mount Box (M-Series)
M101 Type Surface Mount Box, 1-port | [15 empty] | M102 Type Surface Mount Box, 2-port
|  |  |  | Color |  |  | Product # |  |  |  | Material ID | [7 empty] | Color |  |  | Product # |  | Material ID
|  |  |  | White |  |  | M101SMB-B-262 |  |  |  | 107984015 | [7 empty] | White |  |  | M102SMB-B-262 |  | 107984056
|  |  |  | Ivory |  |  | M101SMB-B-246 |  |  |  | 107984007 | [7 empty] | Ivory |  |  | M102SMB-B-246 |  | 107984049
|  |  |  | Black |  |  | M101SMB-B-003 |  |  |  | 107983983 | [7 empty] | Black |  |  | M102SMB-B-003 |  | 107984031
|  |  |  | Gray |  |  | M101SMB-B-270 |  |  |  | 107984023 | [7 empty] | Gray |  |  | M102SMB-B-270 |  | 107984064
Contents: Mounting strip | [15 empty] | Contents: Mounting strip, (1) blank
M104 Type Surface Mount Box, 4-port | [15 empty] | M106 Type Surface Mount Box, 6-port
|  |  |  | Color |  |  | Product # |  |  |  | Material ID | [7 empty] | Color |  |  | Product # |  | Material ID
|  |  |  | White |  |  | M104SMB-A-262 |  |  |  | 107952459 | [7 empty] | White |  |  | M106SMB-262 |  | 107431538
|  |  |  | Ivory |  |  | M104SMB-A-246 |  |  |  | 107952442 | [7 empty] | Ivory |  |  | M106SMB-246 |  | 107431546
|  |  |  | Black |  |  | M104SMB-A-003 |  |  |  | 107952475 | [7 empty] | Black |  |  | M106SMB-003 |  | 107431520
|  |  |  | Gray |  |  | M104SMB-A-270 |  |  |  | 107952467 | [7 empty] | Gray |  |  | M106SMB-270 |  | 107431553
Contents: Mounting strip, (3) blanks | [15 empty] | Contents: Mounting strip, (3) blanks, label
CommScope Instruction Library |  |  |  | Surface Mount Box Installation Instructions
STAINLESS STEEL FACEPLATE (M-Series) | [15 empty] | STAINLESS STEEL FACEPLATE w/ LABEL (M-Series)
|  |  |  | Product |  |  |  | Product # |  |  |  | Material ID | [6 empty] | Product |  |  |  | Product # |  | Material ID
|  |  |  | Single-Gang 1-Port |  |  |  | M11SP |  |  |  | 760100867 | [6 empty] | Single-Gang 1-Port |  |  |  | M11SP-L |  | 760072074
|  |  |  | Single-Gang 2-Port |  |  |  | M12SP |  |  |  | 108615188 | [6 empty] | Single-Gang 2-Port |  |  |  | M12SP-L |  | 760072181
|  |  |  | Single-Gang 3-Port |  |  |  | M13SP |  |  |  | 108615196 | [6 empty] | Single-Gang 3-Port |  |  |  | M13SP-L |  | 760072199
|  |  |  | Single-Gang 4-Port |  |  |  | M14SP |  |  |  | 108615204 | [6 empty] | Single-Gang 4-Port |  |  |  | M14SP-L |  | 760072207
|  |  |  | Single-Gang 6-Port |  |  |  | M16SP |  |  |  | 108615212 | [6 empty] | Single-Gang 6-Port |  |  |  | M16SP-L |  | 760072215
[16 empty] | No Image |  |  | Product |  |  |  | Product # |  | Material ID
[19 empty] | Double-Gang 4-Port |  |  |  | M24SP-L |  | 760100875
[19 empty] | Double-Gang 8-Port |  |  |  | M28SP-L |  | 760100883
BRASS FACEPLATE (M-Series)
|  |  |  | Product |  |  |  | Product # |  |  |  | Material ID
|  |  |  | Single-Gang 1-Port |  |  |  | M12B |  |  |  | 760060608
|  |  |  | Single-Gang 2-Port |  |  |  | M14BBrass |  |  |  | 760060624
Modular Furniture Faceplate (M-Series)
| PORTS | [7 empty] | Opening size: |  |  |  | 1.38" (35.1 mm) |  | Black |  | M13C-003 |  | 106650864 |  |  | Designed to fit Steelcase Furniture lines: (E)9000, Segment (with correct bezel, Answer, Montage, Avenir, Elective Elements and Contex
[15 empty] | Ivory |  | M13C-246 |  | 106650880
| 3 | [13 empty] | White |  | M13C-262 |  | 106650898
[15 empty] | Gray |  | M13C-270 |  | 106701154
The M13C has numbering on both sides of the faceplate for installation & maintenance identification
2.71" (68.8 mm)
| PORTS | [7 empty] | Opening size: |  |  |  | 2.20" (55.88 mm) |  | Black |  | M14CE-E-003 |  | 760118281 |  |  | Depth: 1.60" (40.59 mm)
[15 empty] | Ivory |  | M14CE-E-246 |  | 760118299
| 4 | [13 empty] | White |  | M14CE-E-262 |  | 760118273
[15 empty] | Gray |  | M14CE-E-270 |  | 760118307
0.125 snap (Snap refers to the thickness of the metal on the furniture; 0.08 snap faceplates are also available. Please contact CommScope for assistance)
4.09" (103.89 mm)
| PORTS | [7 empty] | Opening size: |  |  |  | 1.609" |  | Black |  | M14C-003 |  | 106650849 |  |  | Designed to fit Knoll , Inc. line of modular furniture
[15 empty] | Almond |  | M14C-148 |  | 107167488
| 4 | [13 empty] | White |  | M14C-262 |  | 760071258
[15 empty] | Gray |  | M14C-270 |  | 107167462
The M14C is packaged with three (3) color coordinated M20AP dust cover/blanks
3.358"
| PORTS | [7 empty] | Opening size: Adjustable |  |  |  | 1.7" - 2.792" |  | Black |  | M4CA-003 |  | 700189046 |  |  | The M4CA adjustable furniture faceplate is designed to adjust to fit many different modular furniture panel openings.
[15 empty] | Ivory |  | M4CA-246 |  | 700191570
| 4 | [13 empty] | White |  | M4CA-262 |  | 700191588
[15 empty] | Gray |  | M4CA-270 |  | 700191596
[15 empty] | M4CA plates may be mounted to any flat surface with a material thickness of 0.025" to 0.125" | [7 empty] | Instruction Library |  | M4CA Instructions
2.792" - 4.125"
M106 (M-Series)
PORTS | [5 empty] | Ivory |  | M106FR2-246 |  |  |  | 106622210 |  |  |  | PORTS |  |  |  |  | Ivory |  | M106FR4-246 |  |  | 106622277
[6 empty] | ProWhite |  | M106FR2-266 |  |  |  | 760181842 | [8 empty] | ProWhite |  | M106FR4-266 |  |  | 760181859
[6 empty] | Gray |  | M106FR2-270 |  |  |  | 106688393 | [8 empty] | Gray |  | M106FR4-270 |  |  | 106688385
2 | [5 empty] | Black |  | M106FR2-003 |  |  |  | 106628852 |  |  |  | 4 |  |  |  |  | Black |  | M106FR4-003 |  |  | 106627763
[6 empty] | White |  | M106FR2-262 |  |  |  | 106622251 | [8 empty] | White |  | M106FR4-262 |  |  | 106622285
M108 Decora (M-Series)
PORTS | [5 empty] | Ivory |  | M108FR3-246 |  |  |  | 108265448
[6 empty] | ProWhite |  | M108FR3-266 |  |  |  | 760181867
[6 empty] | Gray |  | M108FR3-270 |  |  |  | 108265463
3 | [5 empty] | Black |  | M108FR3-003 |  |  |  | 108265430
[6 empty] | Almond |  | M108FR3-148 |  |  |  | 760074229
[6 empty] | White |  | M108FR3-262 |  |  |  | 108265455
FACEPLATE - WALL PHONE (M-Series)
|  |  | Product # |  | M10LWSP | [6 empty] | Product # |  | M10LW-246 | [5 empty] | Product # |  | M10LW-262 |  | PRODUCT NOTE:
|  |  | Material ID |  | 760117572 | [6 empty] | Material ID |  | 108258450 | [5 empty] | Material ID |  | 108258468
Accepts M-Series Category 6A/6/5e jacks
|  |  | Color |  | Stainless | [6 empty] | Color |  | Ivory | [5 empty] | Color |  | White
FACEPLATE - (SL Series Faceplate Kit, labeled, 1-gang) | [11 empty] | FACEPLATE - (SL Series Faceplate Kit, no label, 1-gang)
|  | Color |  |  |  | Product # | [8 empty] | Color |  |  | Product #
|  | Ivory |  |  |  | 1-2111008-1 | [8 empty] | Ivory |  |  | N/A
|  | Black |  |  |  | N/A | [8 empty] | Black |  |  | N/A
|  | Alpine White |  |  |  | 1-2111008-3 | [8 empty] | Alpine White |  |  | 1-2111021-3
|  | Gray |  |  |  | N/A | [8 empty] | Gray |  |  | N/A
|  | Almond |  |  |  | 2111008-1 | [8 empty] | Almond |  |  | 2111021-1
|  | Color |  |  |  | Product # | [8 empty] | Color |  |  | Product #
|  | Ivory |  |  |  | 1-2111009-1 | [8 empty] | Ivory |  |  | 1-2111022-1
|  | Black |  |  |  | 2111009-2 | [8 empty] | Black |  |  | 2111022-2
|  | Alpine White |  |  |  | 1-2111009-3 | [8 empty] | Alpine White |  |  | 1-2111022-3
|  | Gray |  |  |  | 2111009-4 | [8 empty] | Gray |  |  | 2111022-4
|  | Almond |  |  |  | 2111009-1 | [8 empty] | Almond |  |  | 2111022-1
|  | Color |  |  |  | Product # | [8 empty] | Color |  |  | Product #
|  | Ivory |  |  |  | N/A | [8 empty] | Ivory |  |  | N/A
|  | Black |  |  |  | N/A | [8 empty] | Black |  |  | N/A
|  | Alpine White |  |  |  | 1-2111010-3 | [8 empty] | Alpine White |  |  | 1-2111023-3
|  | Gray |  |  |  | N/A | [8 empty] | Gray |  |  | N/A
|  | Almond |  |  |  | 2111010-1 | [8 empty] | Almond |  |  | 2111023-1
|  | Color |  |  |  | Product # | [8 empty] | Color |  |  | Product #
|  | Ivory |  |  |  | 1-2111011-1 | [8 empty] | Ivory |  |  | 1-2111024-1
|  | Black |  |  |  | 2111011-2 | [8 empty] | Black |  |  | 2111024-2
|  | Alpine White |  |  |  | 1-2111011-3 | [8 empty] | Alpine White |  |  | 1-2111024-3
|  | Gray |  |  |  | 2111011-4 | [8 empty] | Gray |  |  | 2111024-4
|  | Almond |  |  |  | 2111011-1 | [8 empty] | Almond |  |  | 2111024-1
|  | Color |  |  |  | Product # | [8 empty] | Color |  |  | Product #
|  | Ivory |  |  |  | 1-2111012-1 | [8 empty] | Ivory |  |  | 1-2111025-1
|  | Black |  |  |  | 2111012-2 | [8 empty] | Black |  |  | N/A
|  | Alpine White |  |  |  | 1-2111012-3 | [8 empty] | Alpine White |  |  | 1-2111025-3
|  | Gray |  |  |  | 2111012-4 | [8 empty] | Gray |  |  | N/A
|  | Almond |  |  |  | 2111012-1 | [8 empty] | Almond |  |  | 2111025-1

## FIBER MM
Uniprise® Fiber Solutions | [9 empty] | MENU
[10 empty] | Adapter Panels | [6 empty] | Cable (Outdoor) | [6 empty] | Fanout Kits | [6 empty] | Secure | [6 empty] | Qwik Fuse Connectors
[10 empty] | Cable (Indoor) | [6 empty] | Connectors (Epoxy & Polish) | [6 empty] | Jacks (Bulkheads) | [6 empty] | Splice Cassettes
[10 empty] | Cable (Indoor Armored) | [6 empty] | Connectors (Pre Polished) | [6 empty] | Patch Cords | [6 empty] | Splice Trays
v Multimode (MM) v | [9 empty] | Cable (In/Out) | [6 empty] | Enclosure (Rack Mount) | [6 empty] | Patch Cords (Reference) | [6 empty] | Low Loss IP360 Modules
[10 empty] | Cable (In/Out Armored) | [6 empty] | Enclosure (Wall Mount) | [6 empty] | Pigtails | [6 empty] | Low Loss IP360 Trunks
Enclosure (Rack Mount)
SD (Sliding) | [22 empty] | SD (Fixed)
Material ID |  |  | Product # | [19 empty] | Material ID |  |  | Product #
760231449 |  |  | SD-1U | [19 empty] | 760231472 |  |  | SD-1U-FX
Accepts (3) 1000-Type panels/cassettes; providing up to 36 duplex LC ports or up to 24 MPO ports | [22 empty] | Accepts (3) 1000-Type panels/cassettes; providing up to 36 duplex LC ports or up to 24 MPO ports
Material ID |  |  | Product # | [19 empty] | Material ID |  |  | Product #
760231456 |  |  | SD-2U | [19 empty] | 760231480 |  |  | SD-2U-FX
Accepts (6) 1000-Type panels/cassettes; providing up to 72 duplex LC ports or up to 48 MPO ports | [22 empty] | Accepts (6) 1000-Type panels/cassettes; providing up to 72 duplex LC ports or up to 48 MPO ports
Material ID |  |  | Product # | [19 empty] | Material ID |  |  | Product #
760231464 |  |  | SD-4U | [19 empty] | 760231498 |  |  | SD-4U-FX
Accepts (12) 1000-Type panels/cassettes; providing up to 144 duplex LC ports or up to 96 MPO ports | [22 empty] | Accepts (12) 1000-Type panels/cassettes; providing up to 144 duplex LC ports or up to 96 MPO ports
Product Notes: | [5 empty] | SD enclosures come with liquid-tight strain relief cable glands (qty 2; black) for direct connection of fiber cables inserted into the cable entry slots | [17 empty] | For smaller diameter cables, use cable gland part #G2-SRF (ordered separately; this gland is NOT included with enclosure); this gland is for 0.07" - 0.25" outside diameter cables
Instruction Library |  |  |  |  | Shelf Instructions - Sliding & Fixed Versions | [17 empty] | Cable Gland
G2-SRF
760039875
Agile (AGL)
Type |  |  |  | Name | [6 empty] | Accepts AGL-1U-TROUGH | [5 empty] | Accepts Splice Tray 760241378 | [6 empty] | MID
Open Rear Fixed |  |  |  | AGL-1U-FX | [6 empty] | Yes | [5 empty] | No | [6 empty] | 760241517
|  |  |  | AGL-1U-ANG-FX | [6 empty] | No | [5 empty] | No | [6 empty] | 760241518
Open Rear Sliding |  |  |  | AGL-1U-SL | [6 empty] | Yes | [5 empty] | No | [6 empty] | 760242453
|  |  |  | AGL-1U-ANG-SL | [6 empty] | No | [5 empty] | No | [6 empty] | 760242454
Basic 2 Piece Drawer |  |  |  | AGL-1U-DRW-SL | [6 empty] | No | [5 empty] | Yes | [6 empty] | 760242455
Basic Enclosed Fixed |  |  |  | AGL-1U-ENC-FX | [6 empty] | Yes | [5 empty] | Yes | [6 empty] | 760242475
Basic Enclosed Sliding |  |  |  | AGL-1U-ENC-SL | [6 empty] | Yes | [5 empty] | Yes | [6 empty] | 760242476
[11 empty] | AGL-1U-TROUGH | [5 empty] | SPLICE TRAY KIT
[11 empty] | 760193938 | [5 empty] | 760241378
Adapter Panels
1000-Type Adapter Panels
Product Notes: | [15 empty] | Multimode OM3/4 - LazrSPEED® | [16 empty] | Blank Panels
[16 empty] | LC |  | 12-port |  | PNL-BK-012-MFA-LC12-AQ | [7 empty] | 760148056 |  |  |  |  | PNL-BK-BLANK | [6 empty] | 760147736
The SD enclosures accept 1000-Type adapter panels and SD Splicing Cassettes | [17 empty] | 24-port |  | PNL-BK-024-MFA-LC02-AQ-NS | [7 empty] | 760148171 |  |  |  |  | PNL-BK-BLANK-6-PACK | [6 empty] | 760147751
[16 empty] | SC |  | 6-port |  | PNL-BK-006-MFA-SC06-AQ | [7 empty] | 760147975
The WBE wall mount enclosures accept 1000-Type adapter panels | [17 empty] | 12-port |  | PNL-BK-012-MFA-SC02-AQ | [7 empty] | 760066076
[16 empty] | ST |  | 6-port |  | PNL-BK-006-MFA-ST06-AQ | [7 empty] | 760148015
[9 empty] | 1000-Type Adapter Panel | [6 empty] | Multimode OM1 - OptiSPEED®
[16 empty] | LC |  | 12-port |  | PNL-BK-012-MFA-LC12-BG | [7 empty] | 760148064
[18 empty] | 24-port |  | PNL-BK-024-MFA-LC02-BG-NS | [7 empty] | 760148189
[16 empty] | SC |  | 6-port |  | PNL-BK-006-MFA-SC06-BG | [7 empty] | 760147983
[18 empty] | 12-port |  | PNL-BK-012-MFA-SC02-BG | [7 empty] | 760021790
[16 empty] | ST |  | 6-port |  | PNL-BK-006-MFA-ST06-BG | [7 empty] | 760148023
SD Splicing Cassette
Loaded with Pigtails | [14 empty] | Empty | [14 empty] | Splice Cassette
Multimode OM3/4 - LazrSPEED® | [14 empty] | Multimode OM3/4 - LazrSPEED®
LC |  | 12-port |  | PNL-CS-12LCX-PT | [5 empty] | 760221739 |  |  |  |  | LC |  | 12-port |  | PNL-CS-12LCX | [5 empty] | 760236500
|  | 24-port |  | PNL-CS-24LCX-PT | [5 empty] | 760221697 | [6 empty] | 24-port |  | PNL-CS-24LCX | [5 empty] | 760236503
SC |  | 12-port |  | PNL-CS-12SCX-PT | [5 empty] | 760221770 |  |  |  |  | SC |  | 12-port |  | PNL-CS-12SCX | [5 empty] | 760236506
Multimode OM5 - WBMMF | [14 empty] | Multimode OM5 - WBMMF
LC |  | 12-port |  | PNL-CS-12LCV-PT | [5 empty] | 760242108 |  |  |  |  | LC |  | 12-port |  | PNL-CS-12LCV | [5 empty] | 760242110
|  | 24-port |  | PNL-CS-24LCV-PT | [5 empty] | 760242109 | [6 empty] | 24-port |  | PNL-CS-24LCV | [5 empty] | 760242111
Multimode OM1 - OptiSPEED® | [14 empty] | Multimode OM1 - OptiSPEED®
LC |  | 12-port |  | PNL-CS-12LCM-PT | [5 empty] | 760221713 |  |  |  |  | LC |  | 12-port |  | n/a | [5 empty] | n/a
|  | 24-port |  | PNL-CS-24LCM-PT | [5 empty] | 760221671 | [6 empty] | 24-port |  | n/a | [5 empty] | n/a
SC |  | 12-port |  | PNL-CS-12SCM-PT | [5 empty] | 760221754 |  |  |  |  | SC |  | 12-port |  | n/a | [5 empty] | n/a
Instruction Library | [15 empty] | Product Note: | [5 empty] | The CommScope® SD splicing cassette is designed for use in the SD fiber shelf, which has a 1000-Type footprint. Fusion splices are utilized and managed inside the cassette after splicing. Splice cassettes do NOT fit into WBE wall-mount enclosures
SD Splicing Cassette Instruction Sheet
SPLICE TRAYS
Mechanical
RoloSplice® 1RU | [14 empty] | RoloSplice® 2RU | [14 empty] | CommScope Instruction Library
No Photo Available |  |  |  | # of Splices |  |  | Product # |  |  |  | Material ID | [7 empty] | # of Splices |  |  | Product # |  |  |  | Material ID
|  |  |  | 24 |  |  | RS-2AM-12SF |  |  |  | 760039859 | [7 empty] | 48 |  |  | RS-4AM-12SF |  |  |  | 760031849 |  |  |  | RoloSplice® Organizer Installation Instructions
[7 empty] | For all WBE wall-mount enclosures | [14 empty] | For all WBE wall-mount enclosures
Two (2) mechanical splice trays | [14 empty] | Four (4) mechanical splice trays
Fusion
RoloSplice® 1RU | [14 empty] | RoloSplice® 2RU | [14 empty] | CommScope Instruction Library | [7 empty] | Single Fusion Splice Sleeve
No Photo Available |  |  |  | # of Splices |  |  | Product # |  |  |  | Material ID | [7 empty] | # of Splices |  |  | Product # |  |  |  | Material ID | [11 empty] | SFS-SLEEVE
|  |  |  | 32 |  |  | RS-2AF-16SF |  |  |  | 760039867 | [7 empty] | 64 |  |  | RS-4AF-16SF |  |  |  | 760031856 |  |  |  | RoloSplice® Organizer Installation Instructions
[7 empty] | For all WBE wall-mount enclosures | [14 empty] | For all WBE wall-mount enclosures | [15 empty] | 9701008/00
Pkg of 50
Two (2) fusion splice trays | [14 empty] | Four (4) fusion splice trays
Stackable Splice Tray for 1-port WBE enclosure | [10 empty] | Product Note: |  |  | Stackable Splice Tray comes with two 12F trays for a total capacity of 24 fusion splices | [9 empty] | CommScope Instruction Library |  |  |  | Stackable Fusion Splice Holder Kit Instructions
Product #
360-SPLICE-24-FUS
Material ID
760148536
INDOOR
OM4 - 50/125 Multimode PLENUM | [22 empty] | OM4 - 50/125 Multimode RISER
[7 empty] | Fiber Strands |  | Product # |  |  |  |  | Material ID |  |  |  | Outside Diameter (inches) | [11 empty] | Fiber Strands |  | Product # |  |  |  |  | Material ID |  |  |  | Outside Diameter (inches)
[7 empty] | 6 |  | P-006-DS-5K-FSUAQ |  |  |  |  | 760012138 |  |  |  | 0.19 | [11 empty] | 6 |  | R-006-DS-5K-FSUAQ |  |  |  |  | 760012104 |  |  |  | 0.2
[7 empty] | 12 |  | P-012-DS-5K-FSUAQ |  |  |  |  | 760006411 |  |  |  | 0.23 | [11 empty] | 12 |  | R-012-DS-5K-FSUAQ |  |  |  |  | 760012112 |  |  |  | 0.23
[7 empty] | 24 |  | P-024-DS-5K-FSUAQ |  |  |  |  | 760018697 |  |  |  | 0.33 | [11 empty] | 24 |  | R-024-DS-5K-FSUAQ |  |  |  |  | 760018564 |  |  |  | 0.33
[7 empty] | 48 |  | P-048-DS-5K-FMUAQ |  |  |  |  | 760024554 |  |  |  | 0.59 | [11 empty] | 48 |  | R-048-DS-5K-FMUAQ |  |  |  |  | 760026849 |  |  |  | 0.63
[7 empty] | 72 |  | P-072-DS-5K-FMUAQ |  |  |  |  | 760024562 |  |  |  | 0.75 | [11 empty] | 72 |  | R-072-DS-5K-FMUAQ |  |  |  |  | 760026856 |  |  |  | 0.78
[7 empty] | 96 |  | P-096-DS-5K-FMUAQ |  |  |  |  | 760021691 |  |  |  | 0.9 | [11 empty] | 96 |  | R-096-DS-5K-FMUAQ |  |  |  |  | 760026864 |  |  |  | 0.93
[7 empty] | 144 |  | P-144-DS-5K-FMUAQ |  |  |  |  | 760024869 |  |  |  | 0.96 | [11 empty] | 144 |  | R-144-DS-5K-FMUAQ |  |  |  |  | 760026872 |  |  |  | 1.01
OM3 - 50/125 Multimode PLENUM | [22 empty] | OM3 - 50/125 Multimode RISER
[7 empty] | Fiber Strands |  | Product # |  |  |  |  | Material ID |  |  |  | Outside Diameter (inches) | [11 empty] | Fiber Strands |  | Product # |  |  |  |  | Material ID |  |  |  | Outside Diameter (inches)
[7 empty] | 6 |  | P-006-DS-5L-FSUAQ |  |  |  |  | 700009772 |  |  |  | 0.19 | [11 empty] | 6 |  | R-006-DS-5L-FSUAQ |  |  |  |  | 700208143 |  |  |  | 0.2
[7 empty] | 12 |  | P-012-DS-5L-FSUAQ |  |  |  |  | 700009731 |  |  |  | 0.23 | [11 empty] | 12 |  | R-012-DS-5L-FSUAQ |  |  |  |  | 700208150 |  |  |  | 0.23
[7 empty] | 24 |  | P-024-DS-5L-FSUAQ |  |  |  |  | 760018689 |  |  |  | 0.33 | [11 empty] | 24 |  | R-024-DS-5L-FSUAQ |  |  |  |  | 760018556 |  |  |  | 0.33
[7 empty] | 48 |  | P-048-DS-5L-FMUAQ |  |  |  |  | 700211147 |  |  |  | 0.59 | [11 empty] | 48 |  | R-048-DS-5L-FMUAQ |  |  |  |  | 700208218 |  |  |  | 0.63
[7 empty] | 72 |  | P-072-DS-5L-FMUAQ |  |  |  |  | 700211154 |  |  |  | 0.75 | [11 empty] | 72 |  | R-072-DS-5L-FMUAQ |  |  |  |  | 700208226 |  |  |  | 0.78
[7 empty] | 96 |  | P-096-DS-5L-FMUAQ |  |  |  |  | 760010132 |  |  |  | 0.9 | [11 empty] | 96 |  | R-096-DS-5L-FMUAQ |  |  |  |  | 760047860 |  |  |  | 0.93
[7 empty] | 144 |  | P-144-DS-5L-FMUAQ |  |  |  |  | 760018879 |  |  |  | 0.96 | [11 empty] | 144 |  | R-144-DS-5L-FMUAQ |  |  |  |  | 760018861 |  |  |  | 1.01
OM1 - 62.5/125 Multimode PLENUM | [22 empty] | OM1 - 62.5/125 Multimode RISER
[7 empty] | Fiber Strands |  | Product # |  |  |  |  | Material ID |  |  |  | Outside Diameter (inches) | [11 empty] | Fiber Strands |  | Product # |  |  |  |  | Material ID |  |  |  | Outside Diameter (inches)
[7 empty] | 6 |  | P-006-DS-6F-FSUOR |  |  |  |  | 700009525 |  |  |  | 0.19 | [11 empty] | 6 |  | R-006-DS-6F-FSUOR |  |  |  |  | 700010176 |  |  |  | 0.2
[7 empty] | 12 |  | P-012-DS-6F-FSUOR |  |  |  |  | 700009400 |  |  |  | 0.23 | [11 empty] | 12 |  | R-012-DS-6F-FSUOR |  |  |  |  | 700010168 |  |  |  | 0.23
[7 empty] | 24 |  | P-024-DS-6F-FSUOR |  |  |  |  | 760018655 |  |  |  | 0.33 | [11 empty] | 24 |  | R-024-DS-6F-FSUOR |  |  |  |  | 760125005 |  |  |  | 0.33
[7 empty] | 48 |  | P-048-DS-6F-FMUOR |  |  |  |  | 760124834 |  |  |  | 0.59 | [11 empty] | 48 |  | R-048-DS-6F-FMUOR |  |  |  |  | 760125021 |  |  |  | 0.63
[7 empty] | 72 |  | n/a |  |  |  |  | n/a |  |  |  | n/a | [11 empty] | 72 |  | n/a |  |  |  |  | n/a |  |  |  | n/a
[7 empty] | 96 |  | n/a |  |  |  |  | n/a |  |  |  | n/a | [11 empty] | 96 |  | n/a |  |  |  |  | n/a |  |  |  | n/a
[7 empty] | 144 |  | n/a |  |  |  |  | n/a |  |  |  | n/a | [11 empty] | 144 |  | n/a |  |  |  |  | n/a |  |  |  | n/a
OM5 - 50/125 Multimode PLENUM | [22 empty] | OM5 - 50/125 Multimode RISER
[7 empty] | Fiber Strands |  | Product # |  |  |  |  | Material ID |  |  |  | Outside Diameter (inches) | [11 empty] | Fiber Strands |  | Product # |  |  |  |  | Material ID |  |  |  | Outside Diameter (inches)
[7 empty] | 6 |  | P-006-DS-5G-FSULM |  |  |  |  | 760229377 |  |  |  | 0.19 | [11 empty] | 6 |  | R-006-DS-5G-FSULM |  |  |  |  | 760229724 |  |  |  | 0.2
[7 empty] | 12 |  | P-012-DS-5G-FSULM |  |  |  |  | 760229393 |  |  |  | 0.23 | [11 empty] | 12 |  | R-012-DS-5G-FSULM |  |  |  |  | 760229740 |  |  |  | 0.23
[7 empty] | 24 |  | P-024-DS-5G-FSULM |  |  |  |  | 760229419 |  |  |  | 0.33 | [11 empty] | 24 |  | R-024-DS-5G-FSULM |  |  |  |  | 760229765 |  |  |  | 0.33
[7 empty] | 48 |  | P-048-DS-5G-FSULM |  |  |  |  | 760229435 |  |  |  | 0.59 | [11 empty] | 48 |  | R-048-DS-5G-FSULM |  |  |  |  | 760229781 |  |  |  | 0.63
[7 empty] | 72 |  | P-072-DS-5G-FSULM |  |  |  |  | 760229443 |  |  |  | 0.75 | [11 empty] | 72 |  | R-072-DS-5G-FSULM |  |  |  |  | 760229799 |  |  |  | 0.78
[7 empty] | 96 |  | P-096-DS-5G-FSULM |  |  |  |  | 760229450 |  |  |  | 0.9 | [11 empty] | 96 |  | R-096-DS-5G-FSULM |  |  |  |  | 760229807 |  |  |  | 0.93
[7 empty] | 144 |  | P-144-DS-5G-FSULM |  |  |  |  | 760229468 |  |  |  | 0.96 | [11 empty] | 144 |  | R-144-DS-5G-FSULM |  |  |  |  | 760229815 |  |  |  | 1.01
INDOOR v Armored
OM4 - 50/125 Multimode PLENUM | [22 empty] | OM4 - 50/125 Multimode RISER
[7 empty] | Fiber Strands |  | Product # |  |  |  |  | Material ID |  |  |  | Outside Diameter (inches) | [11 empty] | Fiber Strands |  | Product # |  |  |  |  | Material ID |  |  |  | Outside Diameter (inches)
[7 empty] | 6 |  | P-006-DZ-5K-FSUAQ |  |  |  |  | 760128181 |  |  |  | 0.5 | [11 empty] | 6 |  | R-006-DZ-5K-FSUAQ |  |  |  |  | 760127506 |  |  |  | 0.5
[7 empty] | 12 |  | P-012-DZ-5K-FSUAQ |  |  |  |  | 760128017 |  |  |  | 0.5 | [11 empty] | 12 |  | R-012-DZ-5K-FSUAQ |  |  |  |  | 760127514 |  |  |  | 0.5
[7 empty] | 24 |  | P-024-DZ-5K-FSUAQ |  |  |  |  | 760127910 |  |  |  | 0.69 | [11 empty] | 24 |  | R-024-DZ-5K-FSUAQ |  |  |  |  | 760127407 |  |  |  | 0.61
[7 empty] | 48 |  | P-048-DZ-5K-FMUAQ |  |  |  |  | 760125971 |  |  |  | 0.91 | [11 empty] | 48 |  | R-048-DZ-5K-FMUAQ |  |  |  |  | 760126540 |  |  |  | 0.91
[7 empty] | 72 |  | P-072-DZ-5K-FMUAQ |  |  |  |  | 760128108 |  |  |  | 1.06 | [11 empty] | 72 |  | R-072-DZ-5K-FMUAQ |  |  |  |  | 760126557 |  |  |  | 1.11
[7 empty] | 96 |  | P-096-DZ-5K-FMUAQ |  |  |  |  | 760127936 |  |  |  | 1.26 | [11 empty] | 96 |  | R-096-DZ-5K-FMUAQ |  |  |  |  | 760127423 |  |  |  | 1.26
[7 empty] | 144 |  | P-144-DZ-5K-FMUAQ |  |  |  |  | 760127977 |  |  |  | 1.3 | [11 empty] | 144 |  | R-144-DZ-5K-FMUAQ |  |  |  |  | 760127456 |  |  |  | 1.35
OM3 - 50/125 Multimode PLENUM | [22 empty] | OM3 - 50/125 Multimode RISER
[7 empty] | Fiber Strands |  | Product # |  |  |  |  | Material ID |  |  |  | Outside Diameter (inches) | [11 empty] | Fiber Strands |  | Product # |  |  |  |  | Material ID |  |  |  | Outside Diameter (inches)
[7 empty] | 6 |  | P-006-DZ-5L-FSUAQ |  |  |  |  | 760127639 |  |  |  | 0.5 | [11 empty] | 6 |  | R-006-DZ-5L-FSUAQ |  |  |  |  | 760127175 |  |  |  | 0.5
[7 empty] | 12 |  | P-012-DZ-5L-FSUAQ |  |  |  |  | 760127647 |  |  |  | 0.5 | [11 empty] | 12 |  | R-012-DZ-5L-FSUAQ |  |  |  |  | 760127183 |  |  |  | 0.5
[7 empty] | 24 |  | P-024-DZ-5L-FSUAQ |  |  |  |  | 760127902 |  |  |  | 0.69 | [11 empty] | 24 |  | R-024-DZ-5L-FSUAQ |  |  |  |  | 760127381 |  |  |  | 0.61
[7 empty] | 48 |  | P-048-DZ-5L-FMUAQ |  |  |  |  | 760127670 |  |  |  | 0.91 | [11 empty] | 48 |  | R-048-DZ-5L-FMUAQ |  |  |  |  | 760127209 |  |  |  | 0.91
[7 empty] | 72 |  | P-072-DZ-5L-FMUAQ |  |  |  |  | 760127688 |  |  |  | 1.06 | [11 empty] | 72 |  | R-072-DZ-5L-FMUAQ |  |  |  |  | 760127217 |  |  |  | 1.11
[7 empty] | 96 |  | P-096-DZ-5L-FMUAQ |  |  |  |  | 760127944 |  |  |  | 1.26 | [11 empty] | 96 |  | R-096-DZ-5L-FMUAQ |  |  |  |  | 760127399 |  |  |  | 1.26
[7 empty] | 144 |  | P-144-DZ-5L-FMUAQ |  |  |  |  | 760127985 |  |  |  | 1.3 | [11 empty] | 144 |  | R-144-DZ-5L-FMUAQ |  |  |  |  | 760127464 |  |  |  | 1.35
OM1 - 62.5/125 Multimode PLENUM | [22 empty] | OM1 - 62.5/125 Multimode RISER
[7 empty] | Fiber Strands |  | Product # |  |  |  |  | Material ID |  |  |  | Outside Diameter (inches) | [11 empty] | Fiber Strands |  | Product # |  |  |  |  | Material ID |  |  |  | Outside Diameter (inches)
[7 empty] | 6 |  | P-006-DZ-6F-FSUOR |  |  |  |  | 760127753 |  |  |  | 0.5 | [11 empty] | 6 |  | R-006-DZ-6F-FSUOR |  |  |  |  | 760127282 |  |  |  | 0.5
[7 empty] | 12 |  | P-012-DZ-6F-FSUOR |  |  |  |  | 760127761 |  |  |  | 0.5 | [11 empty] | 12 |  | R-012-DZ-6F-FSUOR |  |  |  |  | 760127290 |  |  |  | 0.5
[7 empty] | 24 |  | P-024-DZ-6F-FSUOR |  |  |  |  | 760127852 |  |  |  | 0.69 | [11 empty] | 24 |  | R-024-DZ-6F-FSUOR |  |  |  |  | 760125112 |  |  |  | 0.61
[7 empty] | 48 |  | P-048-DZ-6F-FMUOR |  |  |  |  | 760125096 |  |  |  | 0.91 | [11 empty] | 48 |  | R-048-DZ-6F-FMUOR |  |  |  |  | 760125138 |  |  |  | 0.91
[7 empty] | 72 |  | P-072-DZ-6F-FMUOR |  |  |  |  | 760127787 |  |  |  | 1.06 | [11 empty] | 72 |  | R-072-DZ-6F-FMUOR |  |  |  |  | 760125146 |  |  |  | 1.11
[7 empty] | 96 |  | P-096-DZ-6F-FMUOR |  |  |  |  | 760147611 |  |  |  | 1.26 | [11 empty] | 96 |  | R-096-DZ-6F-FMUOR |  |  |  |  | 760125153 |  |  |  | 1.26
[7 empty] | 144 |  | P-144-DZ-6F-FMUSL |  |  |  |  | 760126128 |  |  |  | 1.3 | [11 empty] | 144 |  | R-144-DZ-6F-FMUOR |  |  |  |  | 760125161 |  |  |  | 1.35
OM5 - 50/125 Multimode PLENUM | [22 empty] | OM5 - 50/125 Multimode RISER
[7 empty] | Fiber Strands |  | Product # |  |  |  |  | Material ID |  |  |  | Outside Diameter (inches) | [11 empty] | Fiber Strands |  | Product # |  |  |  |  | Material ID |  |  |  | Outside Diameter (inches)
[7 empty] | 6 |  | P-006-DZ-5G-FSULM |  |  |  |  | 760229492 |  |  |  | 0.5 | [11 empty] | 6 |  | R-006-DZ-5G-FSULM |  |  |  |  | 760229856 |  |  |  | 0.5
[7 empty] | 12 |  | P-012-DZ-5G-FSULM |  |  |  |  | 760229518 |  |  |  | 0.5 | [11 empty] | 12 |  | R-012-DZ-5G-FSULM |  |  |  |  | 760229872 |  |  |  | 0.5
[7 empty] | 24 |  | P-024-DZ-5G-FSULM |  |  |  |  | 760229534 |  |  |  | 0.69 | [11 empty] | 24 |  | R-024-DZ-5G-FSULM |  |  |  |  | 760229898 |  |  |  | 0.61
[7 empty] | 48 |  | P-048-DZ-5G-FSULM |  |  |  |  | 760229559 |  |  |  | 0.91 | [11 empty] | 48 |  | R-048-DZ-5G-FSULM |  |  |  |  | 760229914 |  |  |  | 0.91
[7 empty] | 72 |  | P-072-DZ-5G-FSULM |  |  |  |  | 760229567 |  |  |  | 1.06 | [11 empty] | 72 |  | R-072-DZ-5G-FSULM |  |  |  |  | 760229922 |  |  |  | 1.11
[7 empty] | 96 |  | P-096-DZ-5G-FSULM |  |  |  |  | 760229575 |  |  |  | 1.26 | [11 empty] | 96 |  | R-096-DZ-5G-FSULM |  |  |  |  | 760229930 |  |  |  | 1.26
[7 empty] | 144 |  | P-144-DZ-5G-FSULM |  |  |  |  | 760229583 |  |  |  | 1.3 | [11 empty] | 144 |  | R-144-DZ-5G-FSULM |  |  |  |  | 760229948 |  |  |  | 1.35
INDOOR/OUTDOOR
OM4 Multimode Gel-Free UV Rated; PLENUM | [22 empty] | OM4 Multimode Gel-Free UV Rated; RISER
[7 empty] | Fiber Strands |  | Product # |  |  |  |  | Material ID |  |  |  | Outside Diameter (inches) | [11 empty] | Fiber Strands |  | Product # | [5 empty] | Material ID |  |  | Outside Diameter (inches)
[7 empty] | 6 |  | P-006-OD-5K-FSUBK |  |  |  |  | 760036426 |  |  |  | 0.21 | [11 empty] | 6 |  | Z-006-DS-5K-FSUBK | [5 empty] | 760039974 |  |  | 0.22
[7 empty] | 12 |  | P-012-OD-5K-FSUBK |  |  |  |  | 760037432 |  |  |  | 0.27 | [11 empty] | 12 |  | Z-012-DS-5K-FSUBK | [5 empty] | 760006650 |  |  | 0.28
[7 empty] | 24 |  | P-024-OD-5K-FSUBK |  |  |  |  | 760037457 |  |  |  | 0.31 | [11 empty] | 24 |  | Z-024-DS-5K-FSUBK | [5 empty] | 760070300 |  |  | 0.34
[7 empty] | 48 |  | P-048-OD-5K-FMUBK |  |  |  |  | 760038141 |  |  |  | 0.74 | [11 empty] | 48 |  | Z-048-DS-5K-FMUBK | [5 empty] | 760130864 |  |  | 0.77
[7 empty] | 72 |  | P-072-OD-5K-FMUBK |  |  |  |  | 760038166 |  |  |  | 0.93 | [11 empty] | 72 |  | R-072-LN-5K-F12BK/25D | [5 empty] | 760101329 |  |  | 0.47
[7 empty] | 96 |  | P-096-OD-5K-FMUBK |  |  |  |  | 760038174 |  |  |  | 1.11 | [11 empty] | 96 |  | n/a | [5 empty] | n/a |  |  | n/a
[7 empty] | 144 |  | P-144-OD-5K-FMUBK |  |  |  |  | 760038182 |  |  |  | 1.19 | [11 empty] | 144 |  | R-144-LN-5K-F12BK/25D | [5 empty] | 760139980 |  |  | 0.67
OM3 Multimode Gel-Free UV Rated; PLENUM | [22 empty] | OM3 Multimode Gel-Free UV Rated; RISER
[7 empty] | Fiber Strands |  | Product # |  |  |  |  | Material ID |  |  |  | Outside Diameter (inches) | [11 empty] | Fiber Strands |  | Product # | [5 empty] | Material ID |  |  | Outside Diameter (inches)
[7 empty] | 6 |  | P-006-OD-5L-FSUBK |  |  |  |  | 760036418 |  |  |  | 0.21 | [11 empty] | 6 |  | Z-006-DS-5L-FSUBK | [5 empty] | 760039966 |  |  | 0.22
[7 empty] | 12 |  | P-012-OD-5L-FSUBK |  |  |  |  | 760037374 |  |  |  | 0.27 | [11 empty] | 12 |  | Z-012-DS-5L-FSUBK | [5 empty] | 700210982 |  |  | 0.28
[7 empty] | 24 |  | P-024-OD-5L-FSUBK |  |  |  |  | 760037390 |  |  |  | 0.31 | [11 empty] | 24 |  | Z-024-DS-5L-FSUBK | [5 empty] | 760070292 |  |  | 0.34
[7 empty] | 48 |  | P-048-OD-5L-FMUBK |  |  |  |  | 760038083 |  |  |  | 0.74 | [11 empty] | 48 |  | Z-048-DS-5L-FMUBK | [5 empty] | 760010371 |  |  | 0.77
[7 empty] | 72 |  | P-072-OD-5L-FMUBK |  |  |  |  | 760038109 |  |  |  | 0.93 | [11 empty] | 72 |  | Z-072-DS-5L-FMUBK | [5 empty] | 760019612 |  |  | 0.92
[7 empty] | 96 |  | P-096-OD-5L-FMUBK |  |  |  |  | 760038117 |  |  |  | 1.11 | [11 empty] | 96 |  | R-096-LN-5L-F12BK/25D | [5 empty] | 760130930 |  |  | 0.53
[7 empty] | 144 |  | P-144-OD-5L-FMUBK |  |  |  |  | 760038125 |  |  |  | 1.19 | [11 empty] | 144 |  | R-144-LN-5L-F12BK/25D | [5 empty] | 760136051 |  |  | 0.67
OM1 Multimode Gel-Free UV Rated; PLENUM | [22 empty] | OM1 Multimode Gel-Free UV Rated; RISER
[7 empty] | Fiber Strands |  | Product # |  |  |  |  | Material ID |  |  |  | Outside Diameter (inches) | [11 empty] | Fiber Strands |  | Product # | [5 empty] | Material ID |  |  | Outside Diameter (inches)
[7 empty] | 6 |  | P-006-OD-6F-FSUBK |  |  |  |  | 760036392 |  |  |  | 0.21 | [11 empty] | 6 |  | Z-006-DS-6F-FSUBK | [5 empty] | 760054973 |  |  | 0.22
[7 empty] | 12 |  | P-012-OD-6F-FSUBK |  |  |  |  | 760037259 |  |  |  | 0.27 | [11 empty] | 12 |  | Z-012-DS-6F-FSUBK | [5 empty] | 700211279 |  |  | 0.28
[7 empty] | 24 |  | P-024-OD-6F-FSUBK |  |  |  |  | 760037275 |  |  |  | 0.31 | [11 empty] | 24 |  | Z-024-DS-6F-FSUBK | [5 empty] | 760070318 |  |  | 0.34
[7 empty] | 48 |  | P-048-OD-6F-FMUBK |  |  |  |  | 760037960 |  |  |  | 0.74 | [11 empty] | 48 |  | Z-048-DS-6F-FMUBK | [5 empty] | 760075077 |  |  | 0.77
[7 empty] | 72 |  | P-072-OD-6F-FMUBK |  |  |  |  | 760037986 |  |  |  | 0.93 | [11 empty] | 72 |  | n/a | [5 empty] | n/a |  |  | n/a
[7 empty] | 96 |  | P-096-OD-6F-FMUBK |  |  |  |  | 760037994 |  |  |  | 1.11 | [11 empty] | 96 |  | n/a | [5 empty] | n/a |  |  | n/a
[7 empty] | 144 |  | P-144-OD-6F-FMUBK |  |  |  |  | 760038000 |  |  |  | 1.19 | [11 empty] | 144 |  | n/a | [5 empty] | n/a |  |  | n/a
Product Notes: | [5 empty] | CommScope indoor/outdoor cables can be installed in buried conduit, lashed aerially, or direct buried
INDOOR/OUTDOOR v Armored
OM4 Multimode Gel-Free UV Rated; PLENUM | [22 empty] | OM4 Multimode Gel-Free UV Rated; RISER
[7 empty] | Fiber Strands |  | Product # |  |  |  |  | Material ID |  |  |  | Outside Diameter (inches) | [11 empty] | Fiber Strands |  | Product # | [5 empty] | Material ID |  |  | Outside Diameter (inches)
[7 empty] | 6 |  | P-006-OZ-5K-FSUBK |  |  |  |  | 760135020 |  |  |  | 0.5 | [11 empty] | 6 |  | Z-006-DZ-5K-FSUBK | [5 empty] | 760160572 |  |  | 0.5
[7 empty] | 12 |  | P-012-OZ-5K-FSUBK |  |  |  |  | 760171470 |  |  |  | 0.56 | [11 empty] | 12 |  | Z-012-DZ-5K-FSUBK | [5 empty] | 760164046 |  |  | 0.56
[7 empty] | 24 |  | P-024-OZ-5K-FSUBK |  |  |  |  | 760134981 |  |  |  | 0.61 | [11 empty] | 24 |  | Z-024-DZ-5K-FSUBK | [5 empty] | 760140525 |  |  | 0.61
[7 empty] | 48 |  | P-048-OZ-5K-FMUBK |  |  |  |  | 760149203 |  |  |  | 1.06 | [11 empty] | 48 |  | n/a | [5 empty] | n/a |  |  | n/a
[7 empty] | 72 |  | P-072-OZ-5K-FMUBK |  |  |  |  | 760159897 |  |  |  | 1.26 | [11 empty] | 72 |  | R-072-LN-5K-F12BK/25D | [5 empty] | 760101329 |  |  | 0.47
[7 empty] | 96 |  | P-096-OZ-5K-FMUBK |  |  |  |  | 760151522 |  |  |  | 1.5 | [11 empty] | 96 |  | n/a | [5 empty] | n/a |  |  | n/a
[7 empty] | 144 |  | P-144-OZ-5K-FMUBK |  |  |  |  | 760134973 |  |  |  | 1.5 | [11 empty] | 144 |  | R-144-LN-5K-F12BK/25D | [5 empty] | 760139980 |  |  | 0.67
OM3 Multimode Gel-Free UV Rated; PLENUM | [22 empty] | OM3 Multimode Gel-Free UV Rated; RISER
[7 empty] | Fiber Strands |  | Product # |  |  |  |  | Material ID |  |  |  | Outside Diameter (inches) | [11 empty] | Fiber Strands |  | Product # | [5 empty] | Material ID |  |  | Outside Diameter (inches)
[7 empty] | 6 |  | P-006-OZ-5L-FSUBK |  |  |  |  | 760190736 |  |  |  | 0.5 | [11 empty] | 6 |  | Z-006-DZ-5L-FSUBK | [5 empty] | 760198812 |  |  | 0.5
[7 empty] | 12 |  | P-012-OZ-5L-FSUBK |  |  |  |  | 760134890 |  |  |  | 0.56 | [11 empty] | 12 |  | Z-012-DZ-5L-FSUBK | [5 empty] | 760151548 |  |  | 0.56
[7 empty] | 24 |  | P-024-OZ-5L-FSUBK |  |  |  |  | 760134916 |  |  |  | 0.61 | [11 empty] | 24 |  | Z-024-DZ-5L-FSUBK | [5 empty] | 760173229 |  |  | 0.96
[7 empty] | 48 |  | n/a |  |  |  |  | n/a |  |  |  | n/a | [11 empty] | 48 |  | R-048-LN-5L-F12BK/25D | [5 empty] | 760136044 |  |  | 0.45
[7 empty] | 72 |  | n/a |  |  |  |  | n/a |  |  |  | n/a | [11 empty] | 72 |  | R-072-LN-5L-F12BK/25D | [5 empty] | 760130062 |  |  | 0.47
[7 empty] | 96 |  | n/a |  |  |  |  | n/a |  |  |  | n/a | [11 empty] | 96 |  | R-096-LN-5L-F12BK/25D | [5 empty] | 760130930 |  |  | 0.53
[7 empty] | 144 |  | n/a |  |  |  |  | n/a |  |  |  | n/a | [11 empty] | 144 |  | R-144-LN-5L-F12BK/25D | [5 empty] | 760136051 |  |  | 0.67
OM1 Multimode Gel-Free UV Rated; PLENUM | [22 empty] | OM1 Multimode Gel-Free UV Rated; RISER
[7 empty] | Fiber Strands |  | Product # |  |  |  |  | Material ID |  |  |  | Outside Diameter (inches) | [11 empty] | Fiber Strands |  | Product # | [5 empty] | Material ID |  |  | Outside Diameter (inches)
[7 empty] | 6 |  | P-006-OZ-6F-FSUBK |  |  |  |  | 760140616 |  |  |  | 0.5 | [11 empty] | 6 |  | Z-006-DZ-6F-FSUBK | [5 empty] | 760150789 |  |  | 0.5
[7 empty] | 12 |  | P-012-OZ-6F-FSUBK |  |  |  |  | 760135038 |  |  |  | 0.56 | [11 empty] | 12 |  | Z-012-DZ-6F-FSUBK | [5 empty] | 760134817 |  |  | 0.56
[7 empty] | 24 |  | P-024-OZ-6F-FSUBK |  |  |  |  | 760158568 |  |  |  | 0.61 | [11 empty] | 24 |  | n/a | [5 empty] | n/a |  |  | n/a
[7 empty] | 48 |  | P-048-OZ-6F-FMUBK |  |  |  |  | 760135046 |  |  |  | 1.06 | [11 empty] | 48 |  | Z-048-DZ-6F-FMUBK | [5 empty] | 760134809 |  |  | 1.11
[7 empty] | 72 |  | n/a |  |  |  |  | n/a |  |  |  | n/a | [11 empty] | 72 |  | R-072-LN-6F-F12BK/25D | [5 empty] | 760086520 |  |  | 0.47
[7 empty] | 96 |  | n/a |  |  |  |  | n/a |  |  |  | n/a | [11 empty] | 96 |  | R-096-LN-6F-F12BK/25D | [5 empty] | 760086553 |  |  | 0.53
[7 empty] | 144 |  | n/a |  |  |  |  | n/a |  |  |  | n/a | [11 empty] | 144 |  | R-144-LN-6F-F12BK/25D | [5 empty] | 760086645 |  |  | 0.67
Product Notes: | [5 empty] | CommScope indoor/outdoor cables can be installed in buried conduit, lashed aerially, or direct buried
Patch Cords
Duplex LC to Duplex LC | [12 empty] | Duplex SC to Duplex SC | [12 empty] | Duplex ST to Duplex ST | [12 empty] | Product Note:
Fiber Type | [6 empty] | Product # | [5 empty] | Fiber Type | [6 empty] | Product # | [5 empty] | Fiber Type | [6 empty] | Product #
All of CommScope standard connectors are Ultra-Polish
LazrSPEED® multimode OM4 | [6 empty] | FEXLCLC42 | [5 empty] | LazrSPEED® multimode OM4 | [6 empty] | FEXSCSC42 | [5 empty] | LazrSPEED® multimode OM4 | [6 empty] | n/a
OptiSPEED® multimode OM1 | [6 empty] | FEMLCLC42 | [5 empty] | OptiSPEED® multimode OM1 | [6 empty] | FEMSCSC42 | [5 empty] | OptiSPEED® multimode OM1 | [6 empty] | n/a
Fiber Optic Patch Cord Configurator
1 |  | 2 |  |  |  | 3 |  |  |  | 4 |  | 5 |  |  |  | 6 |  | 7 |  |  |  |  | 8 |  |  |  | 9 |  |  |  | 11 |  |  |  | 12 |  |  | 13 |  |  |  | 14-16
[10 empty] | Connector One | [5 empty] | Connector Two | [5 empty] | Cordage Size | [7 empty] | Jacket Color |  |  |  | Breakout Length | [6 empty] | Length
Prefix | [9 empty] | LC - LC Standard | [5 empty] | LC - LC Standard | [5 empty] | 2 - 1.6mm Simplex | [7 empty] | A - Blue |  |  |  | X - No Breakout | [6 empty] | 2 - 999 Feet
FD - Jumper Plenum | [9 empty] | SC - SC Standard | [5 empty] | SC - SC Standard | [5 empty] | 3 - 3.0mm Simplex | [7 empty] | B - Orange | [10 empty] | 1 - 999 Meters
FE - Jumper Riser | [9 empty] | ST - STII | [5 empty] | ST - STII | [5 empty] | 4 - 1.6mm Zipcord | [7 empty] | C - Green
FF - Jumper LSZH | [9 empty] | LA - LC Angled | [5 empty] | LA - LC Angled | [5 empty] | 5 - 3.0mm Zipcord | [7 empty] | D - Brown | [6 empty] | UOM
[10 empty] | SA - SC Angled | [5 empty] | SA - SC Angled | [5 empty] | 6 - 2.0mm MP IC* | [7 empty] | E - Slate | [6 empty] | F - Feet
|  |  | Fiber Type | [6 empty] | L1 - LC Keyed Red | [5 empty] | L1 - LC Keyed Red | [13 empty] | G - Red | [6 empty] | M - Meter
|  |  | X - LazrSPEED 550 MM | [6 empty] | L2 - LC Keyed Yellow | [5 empty] | L2 - LC Keyed Yellow | [13 empty] | H - Black
|  |  | M - OptiSPEED MM | [6 empty] | L3 - LC Keyed Blue | [5 empty] | L3 - LC Keyed Blue | [13 empty] | J - Yellow
|  |  | W - TeraSPEED SM | [6 empty] | L4 - LC Keyed Green | [5 empty] | L4 - LC Keyed Green | [8 empty] | Fiber Count |  |  |  |  | K - Violet
[10 empty] | L5 - LC Keyed Orange | [5 empty] | L5 - LC Keyed Orange | [8 empty] | 1 - 1 Fiber |  |  |  |  | L - Rose
[10 empty] | L6 - LC Keyed Slate | [5 empty] | L6 - LC Keyed Slate | [8 empty] | 2 - 2 Fiber |  |  |  |  | M - Aqua
[10 empty] | L7 - LC Keyed Brown | [5 empty] | L7 - LC Keyed Brown
[10 empty] | L8 - LC Keyed Aqua | [5 empty] | L8 - LC Keyed Aqua | [5 empty] | *This is for use on Uniboot Connector Assemblies only
[10 empty] | L9 - LC Keyed Rose | [5 empty] | L9 - LC Keyed Rose
[10 empty] | LV - LC Keyed Violet | [5 empty] | LV - LC Keyed Violet
[10 empty] | LU - LC Keyed Uniboot | [5 empty] | LU - LC Keyed Uniboot
MJ - MTRJ
FC - FC Standard
FA - FC Angled
Patch Cords - Reference
Cord options located here
These cords are used for certification testing of link and channel attenuation of installed multimode and singlemode fiber cabling.
Meets Launch and Receive Cord Requirements | [9 empty] | ANSI/TIA-568 | [5 empty] | Multimode cords utilize a distinctive jacket color for easy identification of test cords: | [18 empty] | Reference Cords are 4 meters in length
[10 empty] | ISO/IEC 11801 | [5 empty] | Green: LazrSPEED® OM3 & OM4
[10 empty] | ISO/IEC 14763-3 | [5 empty] | Red: OptiSPEED® OM1
Certify multimode cabling per a) IEC 61280-4-2 Fibre-Optic communication subsystem test procedures - Part 4-2: Installed cable plant - Singlemode attenuation and optical return loss measurement; b) ANSI/TIA-526-14 Optical Power Loss of Installed Multimode Fiber Cable Plant
FANOUT KITS
[6 empty] | 6 FIBER | [22 empty] | 12 FIBER
[6 empty] | Product # | [7 empty] | Material ID | [14 empty] | Product # | [7 empty] | Material ID
[6 empty] | 6 FIBER BREAKOUT KIT | [7 empty] | 760018820 | [14 empty] | 12 FIBER BREAKOUT KIT | [7 empty] | 760018838
[6 empty] | Product Note: |  |  |  | Six buffer tubes; 24 in length x 900 micron; snap-together housing | [18 empty] | Product Note: |  |  |  | Twelve buffer tubes; 24 in length x 900 micron; snap-together housing
QWIK II CONNECTORS
|  |  |  | LC | [22 empty] | SC
|  |  |  | OM3/4 | [8 empty] | OM1 | [13 empty] | OM3/4 | [8 empty] | OM1
|  |  |  | Single |  |  |  | Pkg of 25 |  |  |  |  | Single |  |  |  | Pkg of 25 | [9 empty] | Single |  |  |  | Pkg of 25 |  |  |  |  | Single |  |  |  | Pkg of 25
|  |  |  | MFC-LCF-09-5X |  |  |  | MFC-LCF-09-5X-25 |  |  |  |  | MFC-LCF-09-6X |  |  |  | MFC-LCF-09-6X-25 | [9 empty] | MFC-SCF-09-5X |  |  |  | MFC-SCF-09-5X-25 |  |  |  |  | MFC-SCF-09-6X |  |  |  | MFC-SCF-09-6X-25
|  |  |  | 760117887 |  |  |  | 760117911 |  |  |  |  | 760117903 |  |  |  | 760117937 | [9 empty] | 760117945 |  |  |  | 760117978 |  |  |  |  | 760117960 |  |  |  | 760117994
|  |  |  | ST | [18 empty] | Tool Kit | [6 empty] | Video Library |  |  | Qwik II Connector Termination Video
|  |  |  | OM3/4 | [8 empty] | OM1
|  |  |  | Single |  |  |  | Pkg of 25 |  |  |  |  | Single |  |  |  | Pkg of 25 | [5 empty] | QK-TERM-TOOL-KIT-QWIK II
|  |  |  | n/a |  |  |  | MFC-STF-09-5X-25 |  |  |  |  | n/a |  |  |  | MFC-STF-09-6X-25 | [12 empty] | Instruction Library |  |  | Qwik II SC/LC/ST Installation & Assembly Instructions
|  |  |  | n/a |  |  |  | 760118034 |  |  |  |  | n/a |  |  |  | 760118059 | [5 empty] | 760119131
Cleaning Kit | [22 empty] | Cleaning & Inspection Kit
[5 empty] | KIT-CLEANING | [5 empty] | CONTENTS: Cleaning cassette refill; Connector cleaner; Fiber cleaning solution, 3 oz; Forty cleaning swabs, 1.25 mm; Forty cleaning swabs, 2.5 mm; Instruction sheet | [16 empty] | KIT-CLEANING/INSPECT | [5 empty] | CONTENTS: Same as Cleaning Kit above, plus...Hard case; Probe microscope and display
[5 empty] | 760053207 | [22 empty] | 760053199
Qwik Fuse Fiber Connectors
MID |  |  |  | Product ID |  |  |  |  | MID Description
760242874 |  |  |  | MFC-LCF-09-5Y |  |  |  |  | MFC-LCF-09-5Y, Qwik-Fuse LC, OM3/4, 900um
760243371 |  |  |  | MFC-LCF-20-5Y |  |  |  |  | MFC-LCF-20-5Y, Qwik-Fuse LC, OM3/4, 2.0mm
MID |  |  |  | Product ID |  |  |  |  | MID Description
760243391 |  |  |  | MFC-SCF-09-5Y |  |  |  |  | MFC-SCF-09-5Y, Qwik-Fuse SC, OM3/4, 900um
760243392 |  |  |  | MFC-SCF-20-5Y |  |  |  |  | MFC-SCF-20-5Y, Qwik-Fuse SC, OM3/4, 2.0mm
760243393 |  |  |  | MFC-SCF-30-5Y |  |  |  |  | MFC-SCF-20-5Y, Qwik-Fuse SC, OM3/4, 3.0mm
EPOXY & POLISH PRE-RADIUSED FIBER CONNECTORS
|  |  |  | LC | [15 empty] | SC | [15 empty] | ST
|  |  |  | Single |  |  |  | Pkg of 100 | [11 empty] | Single |  |  |  | Pkg of 100 | [11 empty] | Single |  |  | Pkg of 100
|  |  |  | MFC-LCR-09-BG |  |  |  | MFC-LCR-09-BG-100-BULK-PACK | [11 empty] | MFC-SCR-09-BG |  |  |  | MFC-SCR-09-BG-100-BULK-PACK | [11 empty] | MFC-STU |  |  | MFC-STU-100-BULK-PACK
|  |  |  | 760034181 |  |  |  | 760091546 | [11 empty] | 760007070 |  |  |  | 760007088 | [11 empty] | 700004328 |  |  | 700004310
The EZ-LC & EZ-SC connectors are designed for field termination onto 0.9 mm cable diameter | [31 empty] | The EZ-ST connector is designed for field termination onto 0.9 mm, 1.6 mm, or 3.0 mm cable diameter
CommScope Video Library | [6 empty] | CommScope Pre-radiused LC Connector Termination with H Paper | [15 empty] | CommScope Instruction Library | [6 empty] | Installation Instructions for Pre-Radiused LC Fiber Connectors
OUTDOOR
OM3 - 50/125 Multimode | [22 empty] | OM4 - 50/125 Multimode
Loose Tube All-Dielectric Cable (Non-Armored); Gel-Free; 250 Micron Buffer | [22 empty] | Loose Tube (Non-Armored) Cable; Gel-Free; 250 Micron Buffer
[7 empty] | Fiber Strands |  | Product # |  |  |  |  | Material ID |  |  |  | Outside Diameter (inches) | [11 empty] | Fiber Strands |  | Product # |  |  |  |  | Material ID |  |  |  | Outside Diameter (inches)
[7 empty] | 12 |  | D-012-LN-5L-F12NS |  |  |  |  | 760054171 |  |  |  | 0.4 | [11 empty] | 12 |  | D-012-LN-5K-F12NS |  |  |  |  | 760054288 |  |  |  | 0.4
[7 empty] | 24 |  | D-024-LN-5L-F12NS |  |  |  |  | 760054189 |  |  |  | 0.4 | [11 empty] | 24 |  | D-024-LN-5K-F12NS |  |  |  |  | 760054296 |  |  |  | 0.4
[7 empty] | 36 |  | D-036-LN-5L-F12NS |  |  |  |  | 760054197 |  |  |  | 0.4 | [11 empty] | 36 |  | D-036-LN-5K-F12NS |  |  |  |  | 760054304 |  |  |  | 0.4
[7 empty] | 48 |  | D-048-LN-5L-F12NS |  |  |  |  | 760054205 |  |  |  | 0.4 | [11 empty] | 48 |  | D-048-LN-5K-F12NS |  |  |  |  | 760054312 |  |  |  | 0.4
[7 empty] | 72 |  | D-072-LN-5L-F12NS |  |  |  |  | 760054221 |  |  |  | 0.41 | [11 empty] | 72 |  | D-072-LN-5K-F12NS |  |  |  |  | 760054338 |  |  |  | 0.41
[7 empty] | 96 |  | D-096-LN-5L-F12NS |  |  |  |  | 760054239 |  |  |  | 0.48 | [11 empty] | 96 |  | D-096-LN-5K-F12NS |  |  |  |  | 760054346 |  |  |  | 0.48
[7 empty] | 144 |  | D-144-LN-5L-F12NS |  |  |  |  | 760054247 |  |  |  | 0.62 | [11 empty] | 144 |  | D-144-LN-5K-F12NS |  |  |  |  | 760054353 |  |  |  | 0.62
Loose Tube Armored Cable; Gel-Free; 250 Micron Buffer | [22 empty] | Loose Tube Armored Cable; Gel-Free; 250 Micron Buffer
[7 empty] | Fiber Strands |  | Product # |  |  |  |  | Material ID |  |  |  | Outside Diameter (inches) | [11 empty] | Fiber Strands |  | Product # |  |  |  |  | Material ID |  |  |  | Outside Diameter (inches)
[7 empty] | 12 |  | D-012-LA-5L-F12NS |  |  |  |  | 760053629 |  |  |  | 0.45 | [11 empty] | 12 |  | D-012-LA-5K-F12NS |  |  |  |  | 760053736 |  |  |  | 0.45
[7 empty] | 24 |  | D-024-LA-5L-F12NS |  |  |  |  | 760053637 |  |  |  | 0.45 | [11 empty] | 24 |  | D-024-LA-5K-F12NS |  |  |  |  | 760053744 |  |  |  | 0.45
[7 empty] | 36 |  | D-036-LA-5L-F12NS |  |  |  |  | 760053645 |  |  |  | 0.45 | [11 empty] | 36 |  | D-036-LA-5K-F12NS |  |  |  |  | 760053751 |  |  |  | 0.45
[7 empty] | 48 |  | D-048-LA-5L-F12NS |  |  |  |  | 760053652 |  |  |  | 0.45 | [11 empty] | 48 |  | D-048-LA-5K-F12NS |  |  |  |  | 760053769 |  |  |  | 0.45
[7 empty] | 72 |  | D-072-LA-5L-F12NS |  |  |  |  | 760053678 |  |  |  | 0.47 | [11 empty] | 72 |  | D-072-LA-5K-F12NS |  |  |  |  | 760053785 |  |  |  | 0.47
[7 empty] | 96 |  | D-096-LA-5L-F12NS |  |  |  |  | 760053686 |  |  |  | 0.54 | [11 empty] | 96 |  | D-096-LA-5K-F12NS |  |  |  |  | 760053793 |  |  |  | 0.54
[7 empty] | 144 |  | D-144-LA-5L-F12NS |  |  |  |  | 760053694 |  |  |  | 0.68 | [11 empty] | 144 |  | D-144-LA-5K-F12NS |  |  |  |  | 760053801 |  |  |  | 0.68
OM1 - 62.5/125 Multimode
Loose Tube All-Dielectric Cable (Non-Armored); Gel-Free; 250 Micron Buffer
[7 empty] | Fiber Strands |  | Product # |  |  |  |  | Material ID |  |  |  | Outside Diameter (inches)
[7 empty] | 12 |  | D-012-LN-6F-F12NS |  |  |  |  | 760053959 |  |  |  | 0.4
[7 empty] | 24 |  | D-024-LN-6F-F12NS |  |  |  |  | 760053967 |  |  |  | 0.4
[7 empty] | 36 |  | D-036-LN-6F-F12NS |  |  |  |  | 760053975 |  |  |  | 0.4
[7 empty] | 48 |  | D-048-LN-6F-F12NS |  |  |  |  | 760053983 |  |  |  | 0.4
[7 empty] | 72 |  | D-072-LN-6F-F12NS |  |  |  |  | 760054007 |  |  |  | 0.41
[7 empty] | 96 |  | D-096-LN-6F-F12NS |  |  |  |  | 760054015 |  |  |  | 0.48
[7 empty] | 144 |  | D-144-LN-6F-F12NS |  |  |  |  | 760054023 |  |  |  | 0.62
Loose Tube All-Dielectric Cable Armored; Gel-Free; 250 Micron Buffer
[7 empty] | Fiber Strands |  | Product # |  |  |  |  | Material ID |  |  |  | Outside Diameter (inches)
[7 empty] | 12 |  | D-012-LA-6F-F12NS |  |  |  |  | 760053397 |  |  |  | 0.45
[7 empty] | 24 |  | D-024-LA-6F-F12NS |  |  |  |  | 760053405 |  |  |  | 0.45
[7 empty] | 36 |  | D-036-LA-6F-F12NS |  |  |  |  | 760053413 |  |  |  | 0.45
[7 empty] | 48 |  | D-048-LA-6F-F12NS |  |  |  |  | 760053421 |  |  |  | 0.45
[7 empty] | 72 |  | D-072-LA-6F-F12NS |  |  |  |  | 760053447 |  |  |  | 0.47
[7 empty] | 96 |  | D-096-LA-6F-F12NS |  |  |  |  | 760053454 |  |  |  | 0.54
[7 empty] | 144 |  | D-144-LA-6F-F12NS |  |  |  |  | 760053470 |  |  |  | 0.68
Product Notes: | [5 empty] | CommScope outdoor cables can be installed in buried conduit, lashed aerially, or direct buried
Jacks
Jr/Sr and Spool LC
Duplex LC Multimode 50/125 OM2, OM3, & OM4 | [14 empty] | Duplex LC Multimode 62.5/125 | [14 empty] | Product Notes:
The fiber spool is supplied to assist maintaining the proper bend radius behind the faceplate
Mounting Module/Collar Assembly is REQUIRED to snap LC fiber jacks into CommScope M-Series faceplates (See Below)
108622887 | [6 empty] | 108623109 | [7 empty] | 700002355 | [6 empty] | 108562174
MFA-LC02-AQ | [6 empty] | M81LC-LS SPOOL | [7 empty] | MFA-LC02-BG | [6 empty] | M81LC-MM SPOOL
Duplex LC Multimode 50/125 OM2, OM3, & OM4 w/ M-Series Collar | [14 empty] | Duplex LC Multimode 62.5/125 w/M-Series Collar | [14 empty] | Duplex LC M-Series Collar
760187856 | [14 empty] | 107782641 | [14 empty] | 760010090
M81LC-LS-CL | [14 empty] | M81LC-MM-CL | [14 empty] | M81LC-029-Collar
Slim-Line
Duplex LC Multimode 50/125 OM2, OM3, & OM4 | [14 empty] | Duplex LC Multimode 62.5/125 | [14 empty] | Product Notes:
Mounting Module/Collar Assembly is REQUIRED to snap Slim-Line SC and LC fiber outlets into CommScope M-Series faceplates (See Below). Please Note that the below collars are not to be used with the Jr/Sr Series of outlets.
760115212 | [14 empty] | 760115220
MFA-LC02-AQ/LP | [14 empty] | MFA-LC02-BG/LP
Wall-Mount Fiber Enclosure
Material ID |  |  |  |  | Product # | [17 empty] | Material ID |  |  |  |  | Product #
760147496 |  |  |  |  | WBE-EMT-BK/2P-PNL | [17 empty] | 760147504 |  |  |  |  | WBE-EMT-BK/4P-PNL
Accepts two (2) 1000-Type adapter panels | [22 empty] | Accepts four (4) 1000-Type adapter panels
Material ID |  |  |  |  | Product # | [17 empty] | 1-Port Enclosure
760147512 |  |  |  |  | WBE-EMT-BK/8P-PNL | [27 empty] | Product #
Accepts eight (8) 1000-Type adapter panels | [32 empty] | WBE-EMT-BK-1P-PNL
Material ID
CommScope Instruction Library | [12 empty] | Wall Mounted Building Entrance Enclosure Instrucitons | [19 empty] | 760172288
Splicing can be done using stackable splice holder; see holder in 'Splice Trays' section
WARNING: | [5 empty] | WBE Wall-mount enclosures do NOT accept splice cassettes. The cassettes are too deep to allow fiber cable to maintain proper bend radius. Instead use RoloSplice® splice trays for fusion and mechanical splicing of fiber cables.
Secure
Duplex LC Port Blockers
Green |  |  |  | Orange |  |  |  | Violet |  |  |  | Red |  |  |  | Yellow |  |  |  | Rose |  |  |  | Black |  |  |  | Product Notes: | [9 empty] | Product Notes:
[28 empty] | Offered in six primary unique colors. Each primary color works with corresponding colored patch cord. Black LC port blocker works with the other six secondary color options. | [9 empty] | Secure duplex LC port blockers prevent unauthorized access to fiber ports at the work outlet, patch panel, and switches.
760233668 |  |  |  | 760233650 |  |  |  | 760233718 |  |  |  | 760233700 |  |  |  | 760233726 |  |  |  | 760233734 |  |  |  | 760233635
Pkg 25 |  |  |  | Pkg 25 |  |  |  | Pkg 25 |  |  |  | Pkg 25 |  |  |  | Pkg 25 |  |  |  | Pkg 25 |  |  |  | Pkg 25
Patch Cords
Primary Colors |  |  |  | Orange | [6 empty] | Green | [6 empty] | Yellow | [6 empty] | Violet | [6 empty] | Rose | [6 empty] | Red
|  |  |  | FDXKBKB42 | [6 empty] | FDXKCKC42 | [6 empty] | FDXKJKJ42 | [6 empty] | FDXKKKK42 | [6 empty] | FDXKLKL42 | [6 empty] | FDXKGKG42
Secondary Colors |  |  |  | Blue | [6 empty] | Brown | [6 empty] | Slate | [6 empty] | White | [6 empty] | Aqua | [6 empty] | Black Extractor Key
|  |  |  | FDXKAKA42 | [6 empty] | FDXKDKD42 | [6 empty] | FDXKEKE42 | [6 empty] | FDXKFKF42 | [6 empty] | FDXKMKM42 | [6 empty] | 760233445
Product Notes: |  |  |  | Duplex Secure LC to Duplex Secure LC |  |  |  |  | Duplex LC fiber patch cords have matching LC clip, locking insert and cordage jacket for primary colors | [11 empty] | Secondary color clips will have black inserts and yellow cordage jacket which mates with black Extractor Key | [8 empty] | LazrSPEED® 550 Multimode OM4 |  |  |  | Plenum |  |  | Lengths are 2 ft to 999 ft |  |  |  | Diameter over jacket is 1.60 mm
Extractor Key
Orange |  |  | 760233387 |  |  |  | Green |  |  | 760233395 |  |  |  | Red |  |  | 760233437 |  |  |  | Yellow |  |  | 760233460 |  |  |  | Violet |  |  | 760233452 |  |  |  | Rose |  |  | 760233478
Black | [6 empty] | CommScope Instruction Library | [5 empty] | Port Blocker & Latching Patch Cord Instructions | [6 empty] | Product Notes: | [8 empty] | Product Notes: | [7 empty] | Product Notes:
760233445
Black key is universal; works with all secondary colored patch cords | [19 empty] | Unique color extractor key works with BOTH fiber and copper Secure products | [8 empty] | Extractor key ONLY mates with same color port blocker or patch cord insert | [7 empty] | Extractor key large diameter opening design makes it easy to keep all color keys together on one common key ring
Low Loss InstaPATCH® 360DM
| InstaPATCH® 360DM LC OM4 Module | [6 empty] | InstaPATCH® 360DM LC OM5 Module | [14 empty] | InstaPATCH® 360DM SC Module
# of Fiber Ports |  |  | Fiber Type | [10 empty] | Product # |  |  |  |  | Material ID |  |  |  | # of Fiber Ports |  |  | Fiber Type | [10 empty] | Product # |  |  |  |  | Material ID
12 LC |  |  | WideBandwidth multimmode OM5 | [10 empty] | 360DMis-12LC-WB |  |  |  |  | 760224113 |  |  |  | 12 SC |  |  | LazrSPEED® multimode OM3/4 | [10 empty] | 360DM-SC-LS |  |  |  |  | 760109967
12 LC |  |  | LazrSPEED® multimode OM3/4 | [10 empty] | 360DMis-12LC-LS |  |  |  |  | 760224071
24 LC |  |  | WideBandwidth multimmode OM5 | [10 empty] | 360DMis-24LC-WB |  |  |  |  | 760217950
24 LC |  |  | LazrSPEED® multimode OM3/4 | [10 empty] | 360DMis-24LC-LS |  |  |  |  | 760206532 |  |  |  | Product Note: |  |  |  |  | MPO Male connector(s) on rear of 360DM modules
Low Loss IP360 MPO-12 Trunks (Method B)
LazrSPEED® 550 OM4 (female) to MPO (female) | [13 empty] | LazrSPEED® 550 OM5 (female) to MPO (female) | [13 empty] | Product Notes:
Part Number |  |  |  |  | Description | [8 empty] | Part Number |  |  |  |  | Description | [8 empty] | Breakout length is 33 in
FGXMPMPAD |  |  |  |  | 12-fiber Plenum, jacket aqua | [8 empty] | FGVMPMPAD |  |  |  |  | 12-fiber Plenum, jacket lime green | [8 empty] | 12 fibers per subunit
FGXMPMPAF |  |  |  |  | 24-fiber Plenum, jacket aqua | [8 empty] | FGVMPMPAF |  |  |  |  | 24-fiber Plenum, jacket lime green | [8 empty] | Lengths available 10 ft to 999 ft
FGXMPMPAH |  |  |  |  | 48-fiber Plenum, jacket aqua | [8 empty] | FGVMPMPAH |  |  |  |  | 48-fiber Plenum, jacket lime green | [8 empty] | (Ex: 010 = 10 ft; 252 = 252 ft)
FGXMPMPAK |  |  |  |  | 72-fiber Plenum, jacket aqua | [8 empty] | FGVMPMPAK |  |  |  |  | 72-fiber Plenum, jacket lime green
FGXMPMPAL |  |  |  |  | 96-fiber Plenum, jacket aqua | [8 empty] | FGVMPMPAL |  |  |  |  | 96-fiber Plenum, jacket lime green
FGXMPMPAM |  |  |  |  | 144-fiber Plenum, jacket aqua | [8 empty] | FGVMPMPAM |  |  |  |  | 144-fiber Plenum, jacket lime green
|  |  | 1 |  |  |  | 2 |  |  |  | 3 |  |  |  | 4 - 5 |  |  |  | 6 - 7 |  |  |  | 8 |  |  |  | 9 |  | 10 |  | 11 |  |  |  | 12 |  |  |  | 13 |  |  |  | 14 - 16
|  |  | F |  |  |  | G |  |  |  | X |  |  |  | MP |  |  |  | MP |  |  |  | A |  |  |  | D |  | - |  | N |  |  |  | A |  |  |  | F |  |  |  | 010
| Fiber | [7 empty] | Fiber Type | [7 empty] | Termination End B | [7 empty] | Fiber Count |  |  |  |  | Color |  |  |  |  | Options | [5 empty] | Length
| F | Low Loss | [6 empty] | X | LazrSPEED 550 multimode | [6 empty] | MP | MPO (Female) | [6 empty] | D | 12 Fiber |  |  |  | J | Yellow |  |  |  | A | No Gland |  |  |  |  | 010-999 |  | Feet
[17 empty] | No female to female configurations | [7 empty] | F | 24 Fiber |  |  |  | M | Aqua |  |  |  | B | With Gland |  |  |  |  | 003-305 |  | Meters*
| Family | [7 empty] | V | LazrSPEED OM5 WB multimode | [6 empty] | Termination End A | [7 empty] | H | 48 Fiber |  |  |  | N | Lime Green |  |  |  | C | With Pulling Eye |  |  |  |  | *For lengths greater than 999 ft, orders must be in meters
| G | Plenum | [14 empty] | MP | MPO (Female) | [6 empty] | K | 72 Fiber
| H | Plenum Armored | [6 empty] | G | TeraSPEED singlemode | [6 empty] | MX | MPO (Male) | [6 empty] | L | 96 Fiber
| J | LSZH/Riser | [22 empty] | M | 144 Fiber | [8 empty] | Unit of Measure
| K | LSZH/Riser Armored | [14 empty] | Construction | [17 empty] | F | Feet
[17 empty] | A | 12-Fiber PmP | [16 empty] | M | Meters
[17 empty] | D | 12-Fiber PmP I/O Cable LSZH Only | [12 empty] | 900 micron tight buffered fiber
| FAWLCUC0C-XXF020 | [5 empty] | 20-ft singlemode 12-strand LC pigtail kit; pre-connectorized with LCs on one end; open on the other end
Pigtail Configurator
1 |  | 2 |  |  |  | 3 |  |  |  | 4 |  | 5 |  |  |  | 6 |  | 7 |  |  |  |  | 8 |  |  |  | 9 |  |  |  | 11 |  |  |  | 12 |  |  | 13 |  |  |  | 14-16
[10 empty] | Connector One | [5 empty] | Connector Two | [13 empty] | Jacket Color |  |  |  | Breakout Length | [6 empty] | Length
Prefix | [9 empty] | LC - LC Standard | [5 empty] | UC - Unconnectorized | [13 empty] | A - Blue |  |  |  | X - No Breakout | [6 empty] | 2 - 23 feet
FA - Pigtail Tight Buffer | [9 empty] | SC - SC Standard | [19 empty] | B - Orange | [10 empty] | 1 - 7 Meters
FB - Pigtail Riser SBJ | [9 empty] | LA - LC Angled | [19 empty] | C - Green
FC - Pigtail-LSZH SBJ | [9 empty] | SA - SC Angled | [7 empty] | Cordage Size | [11 empty] | D - Brown | [6 empty] | UOM
[10 empty] | L1 - LC Keyed Red | [7 empty] | 0 - 0.9mm (Tight Buffered Fiber) BTW | [11 empty] | E - Slate | [6 empty] | F - Feet
|  |  | Fiber Type | [6 empty] | L2 - LC Keyed Yellow | [7 empty] | 1 - 0.9mm (SBJ Cordage) | [11 empty] | G - Red | [6 empty] | M - Meter
|  |  | X - LazrSPEED 550 MM OM4 | [6 empty] | L3 - LC Keyed Blue | [19 empty] | H - Black
|  |  | M - OptiSPEED MM OM1 | [6 empty] | L4 - LC Keyed Green | [19 empty] | J - Yellow
|  |  | W - TeraSPEED SM OS2 | [6 empty] | L5 - LC Keyed Orange | [7 empty] | Fiber Count | [11 empty] | K - Violet
[10 empty] | L6 - LC Keyed Slate | [7 empty] | 1 - 1 Fiber | [11 empty] | L - Rose
[10 empty] | L7 - LC Keyed Brown | [7 empty] | A - 6-fiber Pigtail Kit BL-WH (1-6) | [11 empty] | M - Aqua
[10 empty] | L8 - LC Keyed Aqua | [7 empty] | B - 6-fiber Pigtail Kit RD-AQ (7-12) | [11 empty] | X - Kit Pigtail
[10 empty] | L9 - LC Keyed Rose | [7 empty] | C - 12-fiber Pigtail Kit BL-AQ (1-12)
LV - LC Keyed Violet
LU - LC Keyed Uniboot

## FIBER SM
Uniprise® Fiber Solutions | [9 empty] | MENU
[10 empty] | Adapter Panels | [6 empty] | Cable (Outdoor) | [5 empty] | Fanout Kits | [6 empty] | Splice Cassettes
[10 empty] | Cable (Indoor) | [6 empty] | Connectors (Epoxy & Polish) | [5 empty] | Jacks (Blukheads) | [6 empty] | Splice Trays
[10 empty] | Cable (Indoor Armored) | [6 empty] | Connectors (Pre Polished) | [5 empty] | Patch Cords | [6 empty] | Low Loss IP360 Modules
v Singlemode (SM) v | [9 empty] | Cable (In/Out) | [6 empty] | Enclosure (Rack Mount) | [5 empty] | Patch Cords (Reference) | [6 empty] | Low Loss IP360 Trunks
[10 empty] | Cable (In/Out Armored) | [6 empty] | Enclosure (Wall Mount) | [5 empty] | Pigtails
Enclosure (Rack Mount)
SD (Sliding) | [21 empty] | SD (Fixed)
Material ID |  |  | Product # | [18 empty] | Material ID |  |  | Product #
760231449 |  |  | SD-1U | [18 empty] | 760231472 |  |  | SD-1U-FX
Accepts (3) 1000-Type panels/cassettes; providing up to 36 duplex LC ports or up to 24 MPO ports | [21 empty] | Accepts (3) 1000-Type panels/cassettes; providing up to 36 duplex LC ports or up to 24 MPO ports
Material ID |  |  | Product # | [18 empty] | Material ID |  |  | Product #
760231456 |  |  | SD-2U | [18 empty] | 760231480 |  |  | SD-2U-FX
Accepts (6) 1000-Type panels/cassettes; providing up to 72 duplex LC ports or up to 48 MPO ports | [21 empty] | Accepts (6) 1000-Type panels/cassettes; providing up to 72 duplex LC ports or up to 48 MPO ports
Material ID |  |  | Product # | [18 empty] | Material ID |  |  | Product #
760231464 |  |  | SD-4U | [18 empty] | 760231498 |  |  | SD-4U-FX
Accepts (12) 1000-Type panels/cassettes; providing up to 144 duplex LC ports or up to 96 MPO ports | [21 empty] | Accepts (12) 1000-Type panels/cassettes; providing up to 144 duplex LC ports or up to 96 MPO ports
Product Notes: | [5 empty] | SD enclosures come with liquid-tight strain relief cable glands (qty 2; black) for direct connection of fiber cables inserted into the cable entry slots | [16 empty] | For smaller diameter cables, use cable gland part #G2-SRF (ordered separately; this gland is NOT included with enclosure); this gland is for 0.07" - 0.25" outside diameter cables
Instruction Library |  |  |  |  | Shelf Instructions - Sliding & Fixed Versions | [16 empty] | Cable Gland
G2-SRF
760039875
Agile (AGL)
Type |  |  |  | Name | [6 empty] | Accepts AGL-1U-TROUGH | [5 empty] | Accepts Splice Tray 760241378 | [5 empty] | MID
Open Rear Fixed |  |  |  | AGL-1U-FX | [6 empty] | Yes | [5 empty] | No | [5 empty] | 760241517
|  |  |  | AGL-1U-ANG-FX | [6 empty] | No | [5 empty] | No | [5 empty] | 760241518
Open Rear Sliding |  |  |  | AGL-1U-SL | [6 empty] | Yes | [5 empty] | No | [5 empty] | 760242453
|  |  |  | AGL-1U-ANG-SL | [6 empty] | No | [5 empty] | No | [5 empty] | 760242454
Basic 2 Piece Drawer |  |  |  | AGL-1U-DRW-SL | [6 empty] | No | [5 empty] | Yes | [5 empty] | 760242455
Basic Enclosed Fixed |  |  |  | AGL-1U-ENC-FX | [6 empty] | Yes | [5 empty] | Yes | [5 empty] | 760242475
Basic Enclosed Sliding |  |  |  | AGL-1U-ENC-SL | [6 empty] | Yes | [5 empty] | Yes | [5 empty] | 760242476
[11 empty] | AGL-1U-TROUGH | [5 empty] | SPLICE TRAY KIT
[11 empty] | 760193938 | [5 empty] | 760241378
Adapter Panels
1000-Type Adapter Panels
Product Notes: | [15 empty] | Singlemode - TeraSPEED® | [17 empty] | Blank Panels
[16 empty] | LC |  | 12-port |  | PNL-BK-012-SFA-LC12-BL | [8 empty] | 760148254 |  |  |  |  | PNL-BK-BLANK | [6 empty] | 760147736
The SD enclosures accept 1000-Type adapter panels and SD Splicing Cassettes | [17 empty] | 24-port |  | PNL-BK-024-SFA-LC02-BL-NS | [8 empty] | 760148361 |  |  |  |  | PNL-BK-BLANK-6-PACK | [6 empty] | 760147751
[16 empty] | SC |  | 6-port |  | PNL-BK-006-SFA-SC06-BL | [8 empty] | 760148213
The WBE wall mount enclosures accept 1000-Type adapter panels | [17 empty] | 12-port |  | PNL-BK-012-SFA-SC02-BL | [8 empty] | 760027714
[16 empty] | ST |  | 6-port |  | PNL-BK-006-SFA-ST06-BL | [8 empty] | 760148239
[9 empty] | 1000-Type Adapter Panel | [6 empty] | Singlemode - TeraSPEED® Angle Polish
[16 empty] | LC |  | 12-port |  | PNL-BK-012-AFA-LC12-GR | [10 empty] | 760147637
[18 empty] | 24-port |  | PNL-BK-012-AFA-LC02-GR-SHUTTERED | [10 empty] | 760028357
[16 empty] | SC |  | 6-port |  | PNL-BK-006-AFA-SC06-GR | [10 empty] | 760147652
[18 empty] | 12-port |  | PNL-BK-012-AFA-SC02-GR | [10 empty] | 760117267
SD Splicing Cassette
Loaded with Pigtails | [14 empty] | Empty | [13 empty] | Splice Cassette
Singlemode - TeraSPEED® | [14 empty] | Singlemode - TeraSPEED®
LC |  | 12-port |  | PNL-CS-12LCW-PT | [5 empty] | 760221747 |  |  |  |  | LC |  | 12-port |  | PNL-CS-12LCW |  |  |  |  | 760236501
|  | 24-port |  | PNL-CS-24LCW-PT | [5 empty] | 760221705 | [6 empty] | 24-port |  | PNL-CS-24LCW |  |  |  |  | 760236504
SC |  | 12-port |  | PNL-CS-12SCW-PT | [5 empty] | 760221788 |  |  |  |  | SC |  | 12-port |  | PNL-CS-12SCW |  |  |  |  | 760236507
Singlemode - TeraSPEED® Angle Polish | [14 empty] | Singlemode - TeraSPEED® Angle Polish
LC |  | 12-port |  | PNL-CS-12LAW-PT | [5 empty] | 760222596 |  |  |  |  | LC |  | 12-port |  | PNL-CS-12LAW |  |  |  |  | 760236502
|  | 24-port |  | PNL-CS-24LAW-PT | [5 empty] | 760222588 | [6 empty] | 24-port |  | PNL-CS-24LAW |  |  |  |  | 760236505
SC |  | 12-port |  | PNL-CS-12SAW-PT | [5 empty] | 760222604 |  |  |  |  | SC |  | 12-port |  | PNL-CS-12SAW |  |  |  |  | 760236508
Instruction Library | [15 empty] | Product Note: |  |  |  |  | The CommScope® SD splicing cassette is designed for use in the SD fiber shelf, which has a 1000-Type footprint. Fusion splices are utilized and managed inside the cassette after splicing. Splice cassettes do NOT fit into WBE wall-mount enclosures
SD Splicing Cassette Instruction Sheet
SPLICE TRAYS
Mechanical
RoloSplice® 1RU | [14 empty] | RoloSplice® 2RU | [13 empty] | CommScope Instruction Library
No Photo Available |  |  |  | # of Splices |  |  | Product # |  |  |  | Material ID | [7 empty] | # of Splices |  | Product # |  |  |  | Material ID
|  |  |  | 24 |  |  | RS-2AM-12SF |  |  |  | 760039859 | [7 empty] | 48 |  | RS-4AM-12SF |  |  |  | 760031849 |  |  |  | RoloSplice® Organizer Installation Instructions
[7 empty] | For all WBE wall-mount enclosures | [13 empty] | For all WBE wall-mount enclosures
Two (2) mechanical splice trays | [14 empty] | Four (4) mechanical splice trays
Fusion
RoloSplice® 1RU | [14 empty] | RoloSplice® 2RU | [13 empty] | CommScope Instruction Library | [7 empty] | Single Fusion Splice Sleeve
No Photo Available |  |  |  | # of Splices |  |  | Product # |  |  |  | Material ID | [7 empty] | # of Splices |  | Product # |  |  |  | Material ID | [11 empty] | SFS-SLEEVE
|  |  |  | 32 |  |  | RS-2AF-16SF |  |  |  | 760039867 | [7 empty] | 64 |  | RS-4AF-16SF |  |  |  | 760031856 |  |  |  | RoloSplice® Organizer Installation Instructions
[7 empty] | For all WBE wall-mount enclosures | [13 empty] | For all WBE wall-mount enclosures | [15 empty] | 9701008/00
Pkg of 50
Two (2) fusion splice trays | [14 empty] | Four (4) fusion splice trays
Stackable Splice Tray for 1-port WBE enclosure | [10 empty] | Product Note: |  |  | Stackable Splice Tray comes with two 12F trays for a total capacity of 24 fusion splices | [8 empty] | CommScope Instruction Library |  |  |  | Stackable Fusion Splice Holder Kit Instructions
Product #
360-SPLICE-24-FUS
Material ID
760148536
INDOOR
OS2 - Singlemode PLENUM | [21 empty] | OS2 - Singlemode RISER
[7 empty] | Fiber Strands |  | Product # |  |  |  |  | Material ID |  |  |  | Outside Diameter (inches) | [10 empty] | Fiber Strands |  | Product # |  |  |  |  | Material ID |  |  |  | Outside Diameter (inches)
[7 empty] | 6 |  | P-006-DS-8W-FSUYL |  |  |  |  | 760004333 |  |  |  | 0.19 | [10 empty] | 6 |  | R-006-DS-8W-FSUYL |  |  |  |  | 760004424 |  |  |  | 0.2
[7 empty] | 12 |  | P-012-DS-8W-FSUYL |  |  |  |  | 760004358 |  |  |  | 0.23 | [10 empty] | 12 |  | R-012-DS-8W-FSUYL |  |  |  |  | 760004440 |  |  |  | 0.23
[7 empty] | 24 |  | P-024-DS-8W-FSUYL |  |  |  |  | 760018630 |  |  |  | 0.33 | [10 empty] | 24 |  | R-024-DS-8W-FSUYL |  |  |  |  | 760018515 |  |  |  | 0.33
[7 empty] | 48 |  | P-048-DS-8W-FMUYL |  |  |  |  | 760004382 |  |  |  | 0.59 | [10 empty] | 48 |  | R-048-DS-8W-FMUYL |  |  |  |  | 760004473 |  |  |  | 0.63
[7 empty] | 72 |  | P-072-DS-8W-FMUYL |  |  |  |  | 760004390 |  |  |  | 0.75 | [10 empty] | 72 |  | R-072-DS-8W-FMUYL |  |  |  |  | 760004481 |  |  |  | 0.78
[7 empty] | 96 |  | P-096-DS-8W-FMUYL |  |  |  |  | 760018051 |  |  |  | 0.9 | [10 empty] | 96 |  | R-096-DS-8W-FMUYL |  |  |  |  | 760026823 |  |  |  | 0.93
[7 empty] | 144 |  | P-144-DS-8W-FMUYL |  |  |  |  | 760018895 |  |  |  | 0.96 | [10 empty] | 144 |  | R-144-DS-8W-FMUYL |  |  |  |  | 760018887 |  |  |  | 1.01
INDOOR v Armored
OS2 - Singlemode PLENUM Armored | [21 empty] | OS2 - Singlemode RISER Armored
[7 empty] | Fiber Strands |  | Product # |  |  |  |  | Material ID |  |  |  | Outside Diameter (inches) | [10 empty] | Fiber Strands |  | Product # |  |  |  |  | Material ID |  |  |  | Outside Diameter (inches)
[7 empty] | 6 |  | P-006-DZ-8W-FSUYL |  |  |  |  | 760127795 |  |  |  | 0.5 | [10 empty] | 6 |  | R-006-DZ-8W-FSUYL |  |  |  |  | 760127308 |  |  |  | 0.5
[7 empty] | 12 |  | P-012-DZ-8W-FSUYL |  |  |  |  | 760127803 |  |  |  | 0.5 | [10 empty] | 12 |  | R-012-DZ-8W-FSUYL |  |  |  |  | 760127316 |  |  |  | 0.5
[7 empty] | 24 |  | P-024-DZ-8W-FSUYL |  |  |  |  | 760127886 |  |  |  | 0.69 | [10 empty] | 24 |  | R-024-DZ-8W-FSUYL |  |  |  |  | 760127373 |  |  |  | 0.61
[7 empty] | 48 |  | P-048-DZ-8W-FMUYL |  |  |  |  | 760127837 |  |  |  | 0.91 | [10 empty] | 48 |  | R-048-DZ-8W-FMUYL |  |  |  |  | 760127340 |  |  |  | 0.91
[7 empty] | 72 |  | P-072-DZ-8W-FMUYL |  |  |  |  | 760127845 |  |  |  | 1.06 | [10 empty] | 72 |  | R-072-DZ-8W-FMUYL |  |  |  |  | 760127357 |  |  |  | 1.11
[7 empty] | 96 |  | P-096-DZ-8W-FMUYL |  |  |  |  | 760127969 |  |  |  | 1.26 | [10 empty] | 96 |  | R-096-DZ-8W-FMUYL |  |  |  |  | 760127449 |  |  |  | 1.26
[7 empty] | 144 |  | P-144-DZ-8W-FMUYL |  |  |  |  | 760128009 |  |  |  | 1.3 | [10 empty] | 144 |  | R-144-DZ-8W-FMUYL |  |  |  |  | 760127480 |  |  |  | 1.35
INDOOR/OUTDOOR
OS2 Singlemode Gel-Free UV Rated Non-Armored; PLENUM | [21 empty] | OS2 Singlemode Gel-Free UV Rated Non-Armored; RISER
[7 empty] | Fiber Strands |  | Product # |  |  |  |  | Material ID |  |  |  | Outside Diameter (inches) | [10 empty] | Fiber Strands |  | Product # | [5 empty] | Material ID |  |  | Outside Diameter (inches)
[7 empty] | 6 |  | P-006-OD-8W-FSUBK |  |  |  |  | 760036384 |  |  |  | 0.21 | [10 empty] | 6 |  | Z-006-DS-8W-FSUBK | [5 empty] | 760009753 |  |  | 0.22
[7 empty] | 12 |  | P-012-OD-8W-FSUBK |  |  |  |  | 760037192 |  |  |  | 0.27 | [10 empty] | 12 |  | Z-012-DS-8W-FSUBK | [5 empty] | 760004184 |  |  | 0.28
[7 empty] | 24 |  | P-024-OD-8W-FSUBK |  |  |  |  | 760037218 |  |  |  | 0.31 | [10 empty] | 24 |  | Z-024-DS-8W-FSUBK | [5 empty] | 760070276 |  |  | 0.34
[7 empty] | 48 |  | P-048-OD-8W-FMUBK |  |  |  |  | 760037903 |  |  |  | 0.74 | [10 empty] | 48 |  | Z-048-DS-8W-FMUBK | [5 empty] | 760090309 |  |  | 0.77
[7 empty] | 72 |  | P-072-OD-8W-FMUBK |  |  |  |  | 760037929 |  |  |  | 0.93 | [10 empty] | 72 |  | R-072-LN-8W-F12BK/25D | [5 empty] | 760086538 |  |  | 0.47
[7 empty] | 96 |  | P-096-OD-8W-FMUBK |  |  |  |  | 760037937 |  |  |  | 1.11 | [10 empty] | 96 |  | R-096-LN-8W-F12BK/25D | [5 empty] | 760086561 |  |  | 0.53
[7 empty] | 144 |  | P-144-OD-8W-FMUBK |  |  |  |  | 760037945 |  |  |  | 1.19 | [10 empty] | 144 |  | R-144-LN-8W-F12BK/25D | [5 empty] | 760086652 |  |  | 0.67
Product Notes: | [5 empty] | CommScope indoor/outdoor cables can be installed in buried conduit, lashed aerially, or direct buried
INDOOR/OUTDOOR v Armored
OS2 Singlemode Gel-Free UV Rated Armored; PLENUM | [21 empty] | OS2 Singlemode Gel-Free UV Rated Armored; RISER
[7 empty] | Fiber Strands |  | Product # |  |  |  |  | Material ID |  |  |  | Outside Diameter (inches) | [10 empty] | Fiber Strands |  | Product # | [5 empty] | Material ID |  |  | Outside Diameter (inches)
[7 empty] | 6 |  | P-006-OZ-8W-FSUBK |  |  |  |  | 760139899 |  |  |  | 0.5 | [10 empty] | 6 |  | Z-006-DZ-8W-FSUBK | [5 empty] | 760180414 |  |  | 0.5
[7 empty] | 12 |  | P-012-OZ-8W-FSUBK |  |  |  |  | 760134924 |  |  |  | 0.56 | [10 empty] | 12 |  | Z-012-DZ-8W-FSUBK | [5 empty] | 760134759 |  |  | 0.56
[7 empty] | 24 |  | P-024-OZ-8W-FSUBK |  |  |  |  | 760134932 |  |  |  | 0.61 | [10 empty] | 24 |  | Z-024-DZ-8W-FSUBK | [5 empty] | 760134858 |  |  | 0.61
[7 empty] | 48 |  | P-048-OZ-8W-FMUBK |  |  |  |  | 760134957 |  |  |  | 1.06 | [10 empty] | 48 |  | Z-048-DZ-8W-FMUBK | [5 empty] | 760134833 |  |  | 1.11
[7 empty] | 72 |  | P-072-OZ-8W-FMUBK |  |  |  |  | 760151530 |  |  |  | 1.26 | [10 empty] | 72 |  | Z-072-DZ-8W-FMUBK | [5 empty] | 760134742 |  |  | 1.26
[7 empty] | 96 |  | P-096-OZ-8W-FMUBK |  |  |  |  | 760151522 |  |  |  | 1.5 | [10 empty] | 96 |  | n/a | [5 empty] | n/a |  |  | n/a
[7 empty] | 144 |  | P-144-OZ-8W-FMUBK |  |  |  |  | 760134965 |  |  |  | 1.5 | [10 empty] | 144 |  | n/a | [5 empty] | n/a |  |  | n/a
Product Notes: | [5 empty] | CommScope indoor/outdoor cables can be installed in buried conduit, lashed aerially, or direct buried
Patch Cords
Duplex LC to Duplex LC | [12 empty] | Duplex SC to Duplex SC | [11 empty] | Duplex St to Duplex ST | [12 empty] | Product Note:
Fiber Type | [6 empty] | Product # | [5 empty] | Fiber Type | [6 empty] | Product # |  |  |  |  | Fiber Type | [6 empty] | Product # | [5 empty] | All of CommScope standard connectors are Ultra-Polish
TeraSPEED® singlemode OS2 | [6 empty] | FEWLCLC42 | [5 empty] | TeraSPEED® singlemode OS2 | [6 empty] | FEWSCSC42 |  |  |  |  | TeraSPEED® singlemode OS2 | [6 empty] | n/a
Fiber Optic Patch Cord Configurator
1 |  | 2 |  |  |  | 3 |  |  |  | 4 |  | 5 |  |  |  | 6 |  | 7 |  |  |  | 8 |  |  |  | 9 |  |  |  | 11 |  |  |  | 12 |  |  | 13 |  |  |  | 14-16
[10 empty] | Connector One | [5 empty] | Connector Two |  |  |  |  | Cordage Size | [7 empty] | Jacket Color |  |  |  | Breakout Length | [6 empty] | Length
Prefix | [9 empty] | LC - LC Standard | [5 empty] | LC - LC Standard |  |  |  |  | 2 - 1.6mm Simplex | [7 empty] | A - Blue |  |  |  | X - No Breakout | [6 empty] | 2 - 999 Feet
FD - Jumper Plenum | [9 empty] | SC - SC Standard | [5 empty] | SC - SC Standard |  |  |  |  | 3 - 3.0mm Simplex | [7 empty] | B - Orange | [10 empty] | 1 - 999 Meters
FE - Jumper Riser | [9 empty] | ST - STII | [5 empty] | ST - STII |  |  |  |  | 4 - 1.6mm Zipcord | [7 empty] | C - Green
FF - Jumper LSZH | [9 empty] | LA - LC Angled | [5 empty] | LA - LC Angled |  |  |  |  | 5 - 3.0mm Zipcord | [7 empty] | D - Brown | [6 empty] | UOM
[10 empty] | SA - SC Angled | [5 empty] | SA - SC Angled |  |  |  |  | 6 - 2.0mm MP IC* | [7 empty] | E - Slate | [6 empty] | F - Feet
|  |  | Fiber Type | [6 empty] | L1 - LC Keyed Red | [5 empty] | L1 - LC Keyed Red | [12 empty] | G - Red | [6 empty] | M - Meter
|  |  | X - LazrSPEED 550 MM OM4 | [6 empty] | L2 - LC Keyed Yellow | [5 empty] | L2 - LC Keyed Yellow | [12 empty] | H - Black
|  |  | M - OptiSPEED MM OM1 | [6 empty] | L3 - LC Keyed Blue | [5 empty] | L3 - LC Keyed Blue | [12 empty] | J - Yellow
|  |  | W - TeraSPEED SM OS2 | [6 empty] | L4 - LC Keyed Green | [5 empty] | L4 - LC Keyed Green | [7 empty] | Fiber Count |  |  |  |  | K - Violet
[10 empty] | L5 - LC Keyed Orange | [5 empty] | L5 - LC Keyed Orange | [7 empty] | 1 - 1 Fiber |  |  |  |  | L - Rose
[10 empty] | L6 - LC Keyed Slate | [5 empty] | L6 - LC Keyed Slate | [7 empty] | 2 - 2 Fiber |  |  |  |  | M - Aqua
[10 empty] | L7 - LC Keyed Brown | [5 empty] | L7 - LC Keyed Brown
[10 empty] | L8 - LC Keyed Aqua | [5 empty] | L8 - LC Keyed Aqua |  |  |  |  | *This is for use on Uniboot Connector Assemblies only
[10 empty] | L9 - LC Keyed Rose | [5 empty] | L9 - LC Keyed Rose
[10 empty] | LV - LC Keyed Violet | [5 empty] | LV - LC Keyed Violet
[10 empty] | LU - LC Keyed Uniboot | [5 empty] | LU - LC Keyed Uniboot
MJ - MTRJ
FC - FC Standard
FA - FC Angled
Patch Cords - Reference
Cord options located here
These cords are used for certification testing of link and channel attenuation of installed multimode and singlemode fiber cabling.
Meets Launch and Receive Cord Requirements | [9 empty] | ANSI/TIA-568 | [5 empty] | Singlemode cords have a yellow jacket color | [17 empty] | Reference Cords are 4 meters in length
[10 empty] | ISO/IEC 11801 | [5 empty] | (Available in multiple connector types, including APC connectors)
ISO/IEC 14763-3
Certify singlemode cabling per a) IEC 61280-4-2 Fibre-Optic communication subsystem test procedures - Part 4-2: Installed cable plant - Singlemode attenuation and optical return loss measurement; b) ANSI/TIA-526-7 Measurement of Optical Power Loss of Installed Singlemode Fiber Cable Plant
FANOUT KITS
[6 empty] | 6 FIBER | [21 empty] | 12 FIBER
[6 empty] | Product # | [7 empty] | Material ID | [13 empty] | Product # | [7 empty] | Material ID
[6 empty] | 6 FIBER BREAKOUT KIT | [7 empty] | 760018820 | [13 empty] | 12 FIBER BREAKOUT KIT | [7 empty] | 760018838
[6 empty] | Product Note: |  |  |  | Six buffer tubes; 24 in length x 900 micron; snap-together housing | [17 empty] | Product Note: |  |  |  | Twelve buffer tubes; 24 in length x 900 micron; snap-together housing
QWIK II CONNECTORS
|  |  |  | LC | [21 empty] | SC
|  |  |  | Singlemode | [8 empty] | Singlemode APC | [12 empty] | Singlemode | [8 empty] | Singlemode APC
|  |  |  | Single |  |  |  | Pkg of 25 |  |  |  |  | Pkg of 25 | [12 empty] | Single |  |  |  | Pkg of 25 |  |  |  |  | Pkg of 25
|  |  |  | SFC-LCF-09-8X |  |  |  | SFC-LCF-09-8X-25 |  |  |  |  | SFC-LCF-09-8A-25-PACK | [12 empty] | SFC-SCF-09-8X |  |  |  | SFC-SCF-09-8X-25 |  |  |  |  | SFC-SCF-09-8A-25-PACK
|  |  |  | 760117895 |  |  |  | 760117929 |  |  |  |  | 760184697 | [12 empty] | 760117952 |  |  |  | 760117986 |  |  |  |  | 760184689
|  |  |  | ST | [17 empty] | Tool Kit | [6 empty] | Video Library |  |  | Qwik II Connector Termination Video
Singlemode
|  |  |  | Single |  |  |  | Pkg of 25 | [13 empty] | QK-TERM-TOOL-KIT-QWIK II
|  |  |  | n/a |  |  |  | SFC-STF-09-8X-25 | [20 empty] | Instruction Library |  |  | Qwik II SC/LC/ST Installation & Assembly Instructions
|  |  |  | n/a |  |  |  | 760118042 | [13 empty] | 760119131
Cleaning Kit | [21 empty] | Cleaning & Inspection Kit
[5 empty] | KIT-CLEANING | [5 empty] | CONTENTS: Cleaning cassette refill; Connector cleaner; Fiber cleaning solution, 3 oz; Forty cleaning swabs, 1.25 mm; Forty cleaning swabs, 2.5 mm; Instruction sheet | [15 empty] | KIT-CLEANING/INSPECT | [5 empty] | CONTENTS: Same as Cleaning Kit above, plus...Hard case; Probe microscope and display
[5 empty] | 760053207 | [21 empty] | 760053199
Qwik Fuse Fiber Connectors
MID |  |  |  | Product ID |  |  |  |  | MID Description
760243372 |  |  |  | SFC-LCF-09-8Y |  |  |  |  | SFC-LCF-09-8Y, Qwik-Fuse LC, OS2, 900 um
760243388 |  |  |  | SFC-LCF-20-8Y |  |  |  |  | SFC-LCF-20-8Y, Qwik-Fuse LC, OS2, 2.0mm
760243389 |  |  |  | SFC-LCAF-09-8Y |  |  |  |  | SFC-LCAF-09-8Y, Qwik-Fuse LC, OS2/APC, 900um
760243390 |  |  |  | SFC-LCAF-20-8Y |  |  |  |  | SFC-LCAF-20-8Y, Qwik-Fuse LC, OS2/APC, 2.0mm
MID |  |  |  | Product ID |  |  |  |  | MID Description
760243394 |  |  |  | SFC-SCF-09-8Y |  |  |  |  | SFC-SCF-09-8Y, Qwik-Fuse SC, OS2, 900 um
760243395 |  |  |  | SFC-SCF-20-8Y |  |  |  |  | SFC-SCF-20-8Y, Qwik-Fuse SC, OS2, 2.0mm
760243396 |  |  |  | SFC-SCF-30-8Y |  |  |  |  | SFC-SCF-20-8Y, Qwik-Fuse SC, OS2, 3.0mm
760243397 |  |  |  | SFC-SCAF-09-8Y |  |  |  |  | SFC-SCAF-09-8Y, Qwik-Fuse SC, OS2/APC, 900um
760243398 |  |  |  | SFC-SCAF-20-8Y |  |  |  |  | SFC-SCAF-20-8Y, Qwik-Fuse SC, OS2/APC, 2.0mm
760243399 |  |  |  | SFC-SCAF-30-8Y |  |  |  |  | SFC-SCAF-20-8Y, Qwik-Fuse SC, OS2/APC, 3.0mm
EPOXY & POLISH PRE-RADIUSED FIBER CONNECTORS
|  |  |  | LC | [15 empty] | SC | [14 empty] | ST
|  |  |  | Single |  |  |  | Pkg of 100 | [11 empty] | Single |  |  | Pkg of 100 | [11 empty] | Single |  |  | Pkg of 100
|  |  |  | SFC-LCR-09-BL |  |  |  | SFC-LCR-09-BL-100-BULK-PACK | [11 empty] | SFC-SCR-09-BL |  |  | SFC-SCR-09-BL-100-BULK-PACK | [11 empty] | SFC-STU |  |  | SFC-STU-100-BULK-PACK
|  |  |  | 760034199 |  |  |  | 760031401 | [11 empty] | 760007112 |  |  | 760019562 | [11 empty] | 700011067 |  |  | 760113241
The EZ-LC & EZ-SC connectors are designed for field termination onto 0.9 mm cable diameter | [30 empty] | The EZ-ST connector is designed for field termination onto 0.9 mm, 1.6 mm, or 3.0 mm cable diameter
CommScope Video Library | [6 empty] | CommScope Pre-radiused LC Connector Termination with H Paper | [14 empty] | CommScope Instruction Library | [6 empty] | Installation Instructions for Pre-Radiused LC Fiber Connectors
OUTDOOR
Loose Tube All-Dielectric Cable (Non-Armored); Gel-Free; 250 Micron Buffer | [21 empty] | Loose Tube Armored Cable; Gel-Free; 250 Micron Buffer
[7 empty] | Fiber Strands |  | Product # |  |  |  |  | Material ID |  |  |  | Outside Diameter (inches) | [10 empty] | Fiber Strands |  | Product # |  |  |  |  | Material ID |  |  |  | Outside Diameter (inches)
[7 empty] | 12 |  | D-012-LN-8W-F12NS |  |  |  |  | 760053843 |  |  |  | 0.4 | [10 empty] | 12 |  | D-012-LA-8W-F12NS |  |  |  |  | 760053280 |  |  |  | 0.45
[7 empty] | 24 |  | D-024-LN-8W-F12NS |  |  |  |  | 760053850 |  |  |  | 0.4 | [10 empty] | 24 |  | D-024-LA-8W-F12NS |  |  |  |  | 760053298 |  |  |  | 0.45
[7 empty] | 36 |  | D-036-LN-8W-F12NS |  |  |  |  | 760053868 |  |  |  | 0.4 | [10 empty] | 36 |  | D-036-LA-8W-F12NS |  |  |  |  | 760053306 |  |  |  | 0.45
[7 empty] | 48 |  | D-048-LN-8W-F12NS |  |  |  |  | 760053876 |  |  |  | 0.4 | [10 empty] | 48 |  | D-048-LA-8W-F12NS |  |  |  |  | 760053314 |  |  |  | 0.45
[7 empty] | 72 |  | D-072-LN-8W-F12NS |  |  |  |  | 760053892 |  |  |  | 0.41 | [10 empty] | 72 |  | D-072-LA-8W-F12NS |  |  |  |  | 760053330 |  |  |  | 0.47
[7 empty] | 96 |  | D-096-LN-8W-F12NS |  |  |  |  | 760053900 |  |  |  | 0.48 | [10 empty] | 96 |  | D-096-LA-8W-F12NS |  |  |  |  | 760053348 |  |  |  | 0.54
[7 empty] | 144 |  | D-144-LN-8W-F12NS |  |  |  |  | 760053918 |  |  |  | 0.62 | [10 empty] | 144 |  | D-144-LA-8W-F12NS |  |  |  |  | 760053355 |  |  |  | 0.68
Product Notes: | [5 empty] | CommScope outdoor cables can be installed in buried conduit, lashed aerially, or direct buried
Jacks
Jr/Sr and Spool LC
Duplex LC Singlemode OS2 | [14 empty] | Duplex LC APC Singlemode OS2 | [13 empty] | Product Notes:
The fiber spool is supplied to assist maintaining the proper bend radius behind the faceplate
Mounting Module/Collar Assembly is REQUIRED to snap LC fiber jacks into CommScope M-Series faceplates (See Below)
700002215 | [6 empty] | 700007420 | [7 empty] | 760036301
SFA-LC02-BL | [6 empty] | M81LC-SM SPOOL | [7 empty] | AFA-LC02-GR
Duplex LC Singlemode OS2 W/ Collar | [28 empty] | Duplex LC M-Series Collar
760187864 | [28 empty] | 760010090
AFA-LC02-GR | [28 empty] | M81LC-029-Collar
Slim-Line
Simplex SC Singlemode OS2 | [14 empty] | Simplex LC Singlemode OS2 | [13 empty] | Mounting Module/Collar Assembly - Pkg of 25 |  |  |  |  | Black |  |  |  |  | 760156000
[34 empty] | Blue |  |  |  |  | 760155952
[34 empty] | Gray |  |  |  |  | 760156018
[34 empty] | Green |  |  |  |  | 760178798
[34 empty] | Ivory |  |  |  |  | 760156026
[34 empty] | Orange |  |  |  |  | 760155960
[34 empty] | Purple |  |  |  |  | 760178806
[7 empty] | SC-APC | [13 empty] | LC-APC | [7 empty] | Product Notes: |  |  |  |  | Red |  |  |  |  | 760155978
700004799 | [6 empty] | 760115667 | [7 empty] | 760115238 | [5 empty] | 760115246 | [7 empty] | Collars accept simplex SC or duplex LC jacks |  |  |  |  | White |  |  |  |  | 760156034
SFA-SC01-BL-FLANGELESS | [6 empty] | AFA-SC01-GR-FLANGELESS | [7 empty] | SFA-LC02-BL/LP | [5 empty] | AFA-LC02-GR/LP | [12 empty] | Yellow |  |  |  |  | 760155986
Product Notes: | [15 empty] | Mounting Module/Collar Assembly is REQUIRED for jacks fit into M-Series faceplate; sold separately | [13 empty] | Please Note that the above collars are not to be used with the Jr/Sr Series of outlets.
Wall-Mount Fiber Enclosure
Material ID |  |  |  |  | Product # | [16 empty] | Material ID |  |  |  |  | Product #
760147496 |  |  |  |  | WBE-EMT-BK/2P-PNL | [16 empty] | 760147504 |  |  |  |  | WBE-EMT-BK/4P-PNL
Accepts two (2) 1000-Type adapter panels | [21 empty] | Accepts four (4) 1000-Type adapter panels
Material ID |  |  |  |  | Product # | [16 empty] | 1-Port Enclosure
760147512 |  |  |  |  | WBE-EMT-BK/8P-PNL | [26 empty] | Product #
Accepts eight (8) 1000-Type adapter panels | [31 empty] | WBE-EMT-BK-1P-PNL
Material ID
CommScope Instruction Library | [12 empty] | Wall Mounted Building Entrance Enclosure Instrucitons | [18 empty] | 760172288
Splicing can be done using stackable splice holder; see holder in 'Splice Trays' section
WARNING: | [5 empty] | WBE Wall-mount enclosures do NOT accept splice cassettes. The cassettes are too deep to allow fiber cable to maintain proper bend radius. Instead use RoloSplice® splice trays for fusion and mechanical splicing of fiber cables.
Pigtails
| Example Part Numbers | [5 empty] | Description | [22 empty] | Product Note:
| FAXLCUC01-XXM003 | [5 empty] | 3-meter OM4 multimode single-strand LC pigtail kit; pre-connectorized with LC on one end; open on the other end
| FAXSCUC01-XXM001 | [5 empty] | 1-meter OM4 multimode single-strand SC pigtail kit; pre-connectorized with LC on one end; open on the other end | [22 empty] | 900 micron tight buffered fiber
| FAWLCUC0C-XXF020 | [5 empty] | 20-ft singlemode 12-strand LC pigtail kit; pre-connectorized with LCs on one end; open on the other end
Pigtail Configurator
1 |  | 2 |  |  |  | 3 |  |  |  | 4 |  | 5 |  |  |  | 6 |  | 7 |  |  |  | 8 |  |  |  | 9 |  |  |  | 11 |  |  |  | 12 |  |  | 13 |  |  |  | 14-16
[10 empty] | Connector One | [5 empty] | Connector Two | [12 empty] | Jacket Color |  |  |  | Breakout Length | [6 empty] | Length
Prefix | [9 empty] | LC - LC Standard | [5 empty] | UC - Unconnectorized | [12 empty] | A - Blue |  |  |  | X - No Breakout | [6 empty] | 1 - 23 feet
FA - Pigtail Tight Buffer | [9 empty] | SC - SC Standard | [18 empty] | B - Orange | [10 empty] | 1 - 7 Meters
FB - Pigtail Riser SBJ | [9 empty] | LA - LC Angled | [18 empty] | C - Green
FC - Pigtail-LSZH SBJ | [9 empty] | SA - SC Angled | [7 empty] | Cordage Size | [10 empty] | D - Brown | [6 empty] | UOM
[10 empty] | L1 - LC Keyed Red | [7 empty] | 0 - 0.9mm (Tight Buffered Fiber) BTW | [10 empty] | E - Slate | [6 empty] | F - Feet
|  |  | Fiber Type | [6 empty] | L2 - LC Keyed Yellow | [7 empty] | 1 - 0.9mm (SBJ Cordage) | [10 empty] | G - Red | [6 empty] | M - Meter
|  |  | X - LazrSPEED 550 MM OM4 | [6 empty] | L3 - LC Keyed Blue | [18 empty] | H - Black
|  |  | M - OptiSPEED MM OM1 | [6 empty] | L4 - LC Keyed Green | [18 empty] | J - Yellow
|  |  | W - TeraSPEED SM OS2 | [6 empty] | L5 - LC Keyed Orange | [7 empty] | Fiber Count | [10 empty] | K - Violet
[10 empty] | L6 - LC Keyed Slate | [7 empty] | 1 - 1 Fiber | [10 empty] | L - Rose
[10 empty] | L7 - LC Keyed Brown | [7 empty] | A - 6-fiber Pigtail Kit BL-WH (1-6) | [10 empty] | M - Aqua
[10 empty] | L8 - LC Keyed Aqua | [7 empty] | B - 6-fiber Pigtail Kit RD-AQ (7-12) | [10 empty] | X - Kit Pigtail
[10 empty] | L9 - LC Keyed Rose | [7 empty] | C - 12-fiber Pigtail Kit BL-AQ (1-12)
LV - LC Keyed Violet
LU - LC Keyed Uniboot
InstaPATCH® 360DM
[8 empty] | InstaPATCH® 360DM LC SM Module | [5 empty] | InstaPATCH® 360DM LC SM APC Module | [10 empty] | InstaPATCH® 360DM SC SM Module
# of Fiber Ports |  |  | Fiber Type | [10 empty] | Product # |  |  |  |  | Material ID |  |  | # of Fiber Ports |  |  | Fiber Type | [10 empty] | Product # |  |  |  |  | Material ID
12 LC |  |  | TeraSPEED® singlemode OS2 | [10 empty] | 360DMis-12LC-SM |  |  |  |  | 760224089 |  |  | 12 SC |  |  | TeraSPEED® singlemode OS2 | [10 empty] | 360DM-12SC-SM |  |  |  |  | 760109975
12 LC |  |  | TeraSPEED® singlemode OS2; Angled Polish | [10 empty] | 360DMis-12LCA-SM |  |  |  |  | 760224238 |  |  | 12 SC |  |  | TeraSPEED® singlemode OS2; Angled Polish | [10 empty] | 360DM-12SCA-SM |  |  |  |  | 760109991
24 LC |  |  | TeraSPEED® singlemode OS2 | [10 empty] | 360DMis-24LC-SM |  |  |  |  | 760206540
24 LC |  |  | TeraSPEED® singlemode OS2; Angled Polish | [10 empty] | 360DMis-24LCA-SM |  |  |  |  | 760206565 |  |  | Product Note: |  |  |  |  | MPO Male connector(s) on rear of 360DM modules
Low Loss IP360 MPO-12 Trunks (Method B)
LazrSPEED® 550 OM4 (female) to MPO (female) | [14 empty] | Product Notes:
Part Number |  |  |  |  | Description | [9 empty] | Breakout length is 33 in
FGGMPMPAD |  |  |  |  | 12-fiber Plenum, jacket aqua | [9 empty] | 12 fibers per subunit
FGGMPMPAF |  |  |  |  | 24-fiber Plenum, jacket aqua | [9 empty] | Lengths available 10 ft to 999 ft
FGGMPMPAH |  |  |  |  | 48-fiber Plenum, jacket aqua | [9 empty] | (Ex: 010 = 10 ft; 252 = 252 ft)
FGGMPMPAK |  |  |  |  | 72-fiber Plenum, jacket aqua
FGGMPMPAL |  |  |  |  | 96-fiber Plenum, jacket aqua
FGGMPMPAM |  |  |  |  | 144-fiber Plenum, jacket aqua
|  |  | 1 |  |  |  | 2 |  |  |  | 3 |  |  |  | 4 - 5 |  |  |  | 6 - 7 |  |  | 8 |  |  |  | 9 |  | 10 |  | 11 |  |  |  | 12 |  |  |  | 13 |  |  |  | 14 - 16
|  |  | F |  |  |  | G |  |  |  | X |  |  |  | MP |  |  |  | MP |  |  | A |  |  |  | D |  | - |  | N |  |  |  | A |  |  |  | F |  |  |  | 010
| Fiber | [7 empty] | Fiber Type | [7 empty] | Termination End B | [6 empty] | Fiber Count |  |  |  |  | Color |  |  |  |  | Options | [5 empty] | Length
| F | Low Loss | [6 empty] | X | LazrSPEED 550 multimode | [6 empty] | MP | MPO (Female) | [5 empty] | D | 12 Fiber |  |  |  | J | Yellow |  |  |  | A | No Gland |  |  |  |  | 010-999 |  | Feet
[17 empty] | No female to female configurations | [6 empty] | F | 24 Fiber |  |  |  | M | Aqua |  |  |  | B | With Gland |  |  |  |  | 003-305 |  | Meters*
| Family | [7 empty] | V | LazrSPEED OM5 WB multimode | [6 empty] | Termination End A | [6 empty] | H | 48 Fiber |  |  |  | N | Lime Green |  |  |  | C | With Pulling Eye |  |  |  |  | *For lengths greater than 999 ft, orders must be in meters
| G | Plenum | [14 empty] | MP | MPO (Female) | [5 empty] | K | 72 Fiber
| H | Plenum Armored | [6 empty] | G | TeraSPEED singlemode | [6 empty] | MX | MPO (Male) | [5 empty] | L | 96 Fiber
| J | LSZH/Riser | [21 empty] | M | 144 Fiber | [8 empty] | Unit of Measure
| K | LSZH/Riser Armored | [14 empty] | Construction | [16 empty] | F | Feet
[17 empty] | A | 12-Fiber PmP | [15 empty] | M | Meters
[17 empty] | D | 12-Fiber PmP I/O Cable LSZH Only

## FiberGuide
Uniprise® Solutions |  |  |  |  | MENU
[5 empty] | FiberGuide® |  |  |  |  | FiberGuide® (Straight Sections)
[5 empty] | FiberGuide® (Adapters) |  |  |  |  | FiberGuide® (Ts)
FiberGuide® (Couplers)
v FiberGuide® v |  |  |  |  | FiberGuide® (Downspout)
FiberGuide® (Elbows)
FiberGuide®
Instruction Library |  |  | Website Landing Page | [6 empty] | Product Notes: | [6 empty] | CommScope’s fiber raceway systems, featuring FiberGuide®, have revolutionized the protection and routing of fiber. FiberGuide is the preferred choice in central offices, data centers and mobile switching centers, offering increased flexibility and reduced installation time while maintaining the proper fiber bend radius
Pathway Fill Capacity
Installation Manual
FiberGuide® Material
FiberGuide® - Straight Sections
|  |  | Straight Section | [16 empty] | Expandable Straight Section
|  |  | 4 x 4" |  | FGS-MSHS-A |  |  |  | 6 ft |  |  | Yellow | [7 empty] | 4 x 4" | FGS-MVAR-A |  |  |  | 1.18 ft |  | Yellow
|  |  | 4 x 6" |  | FGS-MSHS-B |  |  |  | 6 ft |  |  | Yellow | [7 empty] | 4 x 6" | FGS-MVAR-B |  |  |  | 1.18 ft |  | Yellow
|  |  | 4 x 12" |  | FGS-MSHS-F |  |  |  | 6 ft |  |  | Yellow | [7 empty] | 4 x 12" | FGS-MVAR-F |  |  |  | 1.18 ft |  | Yellow
Covers
|  |  | Hinged Cover | [16 empty] | Snap-On Cover
|  |  | (Includes three (3) mounting hinges and three (3) clips) | [16 empty] | (Includes six (6) capture clips with mounting clasps)
|  |  | 4 x 4" |  | FGS-MSNC-A |  |  |  | 6 ft |  |  | Yellow | [7 empty] | 4 x 4" | FGS-MSSC-A |  |  |  | 6 ft |  | Yellow
|  |  | 4 x 6" |  | FGS-MSNC-B/G |  |  |  | 6 ft |  |  | Yellow | [7 empty] | 4 x 6" | FGS-MSSC-B/G |  |  |  | 6 ft |  | Yellow
|  |  | 4 x 12" |  | FGS-MSNC-F |  |  |  | 6 ft |  |  | Yellow | [7 empty] | 4 x 12" | FGS-MSSC-F |  |  |  | 6 ft |  | Yellow
FiberGuide® - Coupler
|  |  | Snap-FitTM Junction | [9 empty] | Product Notes:
|  |  | 4 x 4" |  | FGS-MFAW-A |  |  |  | Yellow |  |  |  |  | A Completely tool-less junction. No additional tools are required for installation or removal. | [6 empty] | A warning label indicating caution around fiber optic cable is included with each junction kit
|  |  | 4 x 6" |  | FGS-MFAW-B |  |  |  | Yellow
|  |  | 4 x 12" |  | FGS-MFAW-F |  |  |  | Yellow
FiberGuide® - Elbows
90o
| Up | [6 empty] | Down | [9 empty] | Horizontal | [5 empty] | Cover for Horizontal
| 4 x 4" | FGS-MU9E-A | [5 empty] | 4 x 4" |  |  | FGS-MD9E-A | [6 empty] | 4 x 4" | FGS-MH9E-A |  |  |  |  | 4 x 4" |  | FGS-SH9E-A
| 4 x 6" | FGS-MU9E-B | [5 empty] | 4 x 6" |  |  | FGS-MD9E-B | [6 empty] | 4 x 6" | FGS-MH9E-B |  |  |  |  | 4 x 6" |  | FGS-SH9E-B
| 4 x 12" | n/a | [5 empty] | 4 x 12" |  |  | FGS-MD9E-F | [6 empty] | 4 x 12" | FGS-MH9E-F |  |  |  |  | 4 x 12" |  | FGS-SH9E-F
| Color: Yellow | [6 empty] | Color: Yellow | [9 empty] | Color: Yellow | [5 empty] | Color: Yellow
45o
| Up | [6 empty] | Down | [9 empty] | Horizontal | [5 empty] | Cover for Horizontal
| 4 x 4" | FGS-MU4E-A | [5 empty] | 4 x 4" |  |  | FGS-MD4E-A | [6 empty] | 4 x 4" | FGS-MH4E-A |  |  |  |  | 4 x 4" |  | FGS-SH4E-A
| 4 x 6" | FGS-MU4E-B | [5 empty] | 4 x 6" |  |  | FGS-MD4E-B | [6 empty] | 4 x 6" | FGS-MH4E-B |  |  |  |  | 4 x 6" |  | FGS-SH4E-B
| 4 x 12" | FGS-MU4E-F | [5 empty] | 4 x 12" |  |  | FGS-MD4E-F | [6 empty] | 4 x 12" | FGS-MH4E-F |  |  |  |  | 4 x 12" |  | FGS-SH4E-F
| Color: Yellow | [6 empty] | Color: Yellow | [9 empty] | Color: Yellow | [5 empty] | Color: Yellow
FiberGuide® - Adapters
4x4 to 4x6 |  |  |  | Adapter |  |  | Cover | [5 empty] | 4x6 to 4x12 | [5 empty] | Adapter |  |  | Cover
|  |  |  | FGS-MDSA-AB |  |  | FGS-SDSA-AB | [11 empty] | FGS-MDSA-FB |  |  | FGS-SDSA-FB
|  |  |  | Color: Yellow | [14 empty] | Color: Yellow
FiberGuide® - T
Cut-in
|  | 4" | [12 empty] | 6" | [8 empty] | 12"
|  | FGS-MHIS-A | [12 empty] | FGS-MHIS-B | [8 empty] | FGS-MHIS-F
|  | Hardware Included | [12 empty] | Hardware Included | [8 empty] | Hardware Included
|  | Color: Yellow | [12 empty] | Color: Yellow | [8 empty] | Color: Yellow
Horizontal
| 4" |  |  | 4" Cover | [7 empty] | 6" |  |  |  |  | 6" Cover | [5 empty] | 12" |  |  | 12" Cover
| FGS-MHRT-A |  |  | FGS-SHRT-A | [7 empty] | FGS-MHRT-B |  |  |  |  | FGS-SHRT-B | [5 empty] | FGS-MHRT-F |  |  | FGS-SHRT-F
| Hardware Included |  |  | Snap-on | [7 empty] | Hardware Included |  |  |  |  | Snap-on | [5 empty] | Hardware Included |  |  | Snap-on
| Color: Yellow | [10 empty] | Color: Yellow | [10 empty] | Color: Yellow
FiberGuide® - Downspout
4-Inch Express ExitTM
|  |  | For 4x4, 4x6, and 4x12 in straight sections | [12 empty] | No Photo Available |  |  |  | Rear Hinged Cover Kit
|  |  | FGS-MEXP-E-A/B/F | [16 empty] | FGS-MEXC-E-A/B/F
|  |  | Exit opening: 4: x 4" |  |  | No cutting of the FiberGuide system is required | [13 empty] | Color: Yellow
Color: Yellow
Low-Profile Express ExitTM
No Photo Available |  |  | For 4x4, 4x6, and 4x12 systems | [12 empty] | PRODUCT NOTE:
FGS-MEXP-LP-A/B/F
|  |  | Exit opening: 2: x 2" |  |  | Base, base cover, mounting hardware and support bracket included | [9 empty] | Designed for low-ceiling or height-restricted environments, the Low-Profile Express Exit features a front-removable cover and extends only 2 inches above the FiberGuide straight section sidewall
Color: Yellow
4x4 System
No Photo Available
Downspout |  |  | Downspout - Cover |  |  |  |  | Extended | [6 empty] | Extended - Cover |  |  |  |  | Insertable
FGS-MDSP-A |  |  | FGS-MCDS-AB |  |  |  |  | FGS-MDSP-EX-A | [6 empty] | FGS-MCDS-EX-AB |  |  |  |  | FGS-MDSP-A/I
Color: Yellow | [7 empty] | Color: Yellow | [11 empty] | Color: Yellow
4x6 System
No Photo Available
Downspout |  |  | Downspout - Cover |  |  |  |  | Extended | [6 empty] | Extended - Cover |  |  |  |  | Insertable
FGS-MDSP-B |  |  | FGS-MCDS-AB |  |  |  |  | FGS-MDSP-EX-B | [6 empty] | FGS-MCDS-EX-AB |  |  |  |  | FGS-MDSP-B/I
Color: Yellow | [7 empty] | Color: Yellow | [11 empty] | Color: Yellow

## Industrial
Uniprise® Solutions | [5 empty] | MENU
[6 empty] | Faceplates |  |  |  | Surf Mount Box
IP Rating Table
Patch Cords
v Industrial v | [5 empty] | Protective Cap
Ruggedized Receptacle
Faceplates
Stainless Steel Industrial Faceplate
[9 empty] | Single Gang | [11 empty] | Product Note:
[9 empty] | IR11SP |  |  | IR12SP | [8 empty] | UL and cUL Listed
[9 empty] | 1-Port |  |  | 2-Port | [8 empty] | IP44 Rated
[9 empty] | 760042994 |  |  | 760043000 | [8 empty] | Accepts M-Series Ruggedized Receptacle #MIR-RJ45
Double Gang
IR24SP
4 Port
760043018
Patch Cords
CPC Code |  | Description | [11 empty] | Strain Relief |  | Product Code |  |  |  | Product Notes
CPCC312-xx |  | Ruggedized Plug to Modular Plug | [11 empty] | Coiled |  | GS8E-IP-C-GS8E-DG
CPCC412-xx |  | Ruggedized Plug to Open | [11 empty] | Coiled |  | GS8E117-IP-C-DG |  |  |  | The ruggedized plug assembly is preassembled to a GS8E Category 6 patch cord
CPCCC12-xx |  | Ruggedized Plug to Ruggedized Plug | [11 empty] | Coiled |  | GS8E-IP-C-DG
Standard cord jacket color is Dark Gray
|  | Plug, Coiled Strain Relief | [17 empty] | 'xx' denotes length in feet
Lengths are 1 ft to 100 ft
(Ex: 03 = 3 ft; 10 = 10 ft)
1.15"
3.17"
Protective Cap
[5 empty] | MIR-CAP |  |  | Product Notes:
The SYSTIMAX ruggedized protective caps can be used to protect unused outlets or to seal an outlet during wash down periods when the outlet and plug may be disconnected.
760042978
The protective caps feature a retention chain, which prevents them from being misplaced when not in use.
Surface Mount Box
|  |  |  | MIB-2 |  |  | Product Notes: |  |  |  | CommScope Instruction Library | [5 empty] | MIB-2 Ruggedized 2-Port Box Installation Instructions
IP65 & IP67 Rated
|  |  |  | 760080820 |  |  | Color is gray
2-port
Ruggedized Receptacle
|  |  | MIR-RJ45 |  |  | Product Note: | [6 empty] | CommScope Instruction Library |  |  |  |  | Receptacle Installation Instruction Sheet
Accepts a Cat 5e or Cat 6 M-Series outlet and can be mounted in a corrosion-resistant faceplate
760042960
IP Table
| IP = "Ingress Protection" | [5 empty] | First Digit: Solids Protection | [6 empty] | Second Digit: Liquids Protection |  |  |  |  | As defined in international standard IEC 60529
| Solids | [11 empty] | First Number |  | Second Number | Liquids
| No Protection | [11 empty] | 0 |  | 0 | No Protection
| Protected against solid objects up to 50mm | [11 empty] | 1 |  | 1 | Protected against vertically falling drops of water (e.g., condensation)
| Protected against solid objects up to 12mm | [11 empty] | 2 |  | 2 | Protected against direct sprays of water up to 15º from the vertical
| Protected against solid objects over 2.5mm | [11 empty] | 3 |  | 3 | Protected against sprays of water up to 60º from the vertical
| Protected against solid objects over 1mm | [11 empty] | 4 |  | 4 | Protected against water splashed from all directions (e.g., water splash).
| Limited protected against dust ingress (no harmful deposit) | [11 empty] | 5 |  | 5 | Protected against low pressure jets of water from all directions. Limited ingress permitted
| Totally protected against dust ingress | [11 empty] | 6 |  | 6 | Protected against strong jets of water. Limited ingress permitted
| n/a | [11 empty] | n/a |  | 7 | Protected against immersion up to 1 m
| n/a | [11 empty] | n/a |  | 8 | Protected against complete continuous submersion in water; beyond 1 m

## Keystone
Uniprise® Solutions | [7 empty] | MENU
[8 empty] | Blanks |  |  |  |  | Jacks (UKJ-Cat 6A)
KJ -Series Keystone | [7 empty] | Faceplate (Double-Gang) |  |  |  |  | Surface Mount Box
[8 empty] | Faceplate (Single-Gang) |  |  |  |  | Patch Panels
Jacks (UKJ-Cat 5E)
Jacks (UKJ-Cat 6)
Single-Gang (KJ-Series)
NO LABELS
| Color |  |  | Ports |  |  |  |  | Material ID | [5 empty] | Color |  |  | Ports |  |  |  | Material ID
| White |  |  | 1-port |  |  |  |  | 1-2111049-3 | [5 empty] | White |  |  | 2-port |  |  |  | 1-2111050-3
| Almond |  |  | 1-port |  |  |  |  | 2111049-1 | [5 empty] | Almond |  |  | 2-port |  |  |  | 2111050-1
| Black |  |  | 1-port |  |  |  |  | 2111049-2 | [5 empty] | Black |  |  | 2-port |  |  |  | 2111050-2
| Electrical Ivory |  |  | 1-port |  |  |  |  | 1-2111049-1 | [5 empty] | Electrical Ivory |  |  | 2-port |  |  |  | 1-2111050-1
| Gray |  |  | 1-port |  |  |  |  | 2111049-4 | [5 empty] | Gray |  |  | 2-port |  |  |  | 2111050-4
| Color |  |  | Ports |  |  |  |  | Material ID | [5 empty] | Color |  |  | Ports |  |  |  | Material ID
| White |  |  | 3-port |  |  |  |  | 1-2111051-3 | [5 empty] | White |  |  | 4-port |  |  |  | 2111052-1
| Almond |  |  | 3-port |  |  |  |  | 2111051-1 | [5 empty] | Almond |  |  | 4-port |  |  |  | 1-2111052-3
| Black |  |  | 3-port |  |  |  |  | 2111051-2 | [5 empty] | Black |  |  | 4-port |  |  |  | 2111052-2
| Electrical Ivory |  |  | 3-port |  |  |  |  | 1-2111051-1 | [5 empty] | Electrical Ivory |  |  | 4-port |  |  |  | 1-2111052-1
| Gray |  |  | 3-port |  |  |  |  | 2111051-4 | [5 empty] | Gray |  |  | 4-port |  |  |  | 2111052-4
| Color |  |  | Ports |  |  |  |  | Material ID |  |  |  | Product Notes:
| White |  |  | 6-port |  |  |  |  | 1-2111053-3
| Almond |  |  | 6-port |  |  |  |  | 2111053-1 |  |  |  | Accepts KJ-Series Keystone outlets
| Black |  |  | 6-port |  |  |  |  | 2111053-2
| Electrical Ivory |  |  | 6-port |  |  |  |  | 1-2111053-1 |  |  |  | Non-labeled
| Gray |  |  | 6-port |  |  |  |  | 2111053-4
Label Covers & Labels
| Color |  |  | Ports |  |  |  |  | Material ID | [5 empty] | Color |  |  | Ports |  |  |  | Material ID
| White |  |  | 1-port |  |  |  |  | 1-2111036-3 | [5 empty] | White |  |  | 2-port |  |  |  | 1-2111037-3
| Almond |  |  | 1-port |  |  |  |  | 2111036-1 | [5 empty] | Almond |  |  | 2-port |  |  |  | 2111037-1
| Black |  |  | 1-port |  |  |  |  | 2111036-2 | [5 empty] | Black |  |  | 2-port |  |  |  | 2111037-2
| Electrical Ivory |  |  | 1-port |  |  |  |  | 1-2111036-1 | [5 empty] | Electrical Ivory |  |  | 2-port |  |  |  | 1-2111037-1
| Gray |  |  | 1-port |  |  |  |  | 2111036-4 | [5 empty] | Gray |  |  | 2-port |  |  |  | 2111037-4
| Color |  |  | Ports |  |  |  |  | Material ID | [5 empty] | Color |  |  | Ports |  |  |  | Material ID
| White |  |  | 3-port |  |  |  |  | 1-2111038-3 | [5 empty] | White |  |  | 4-port |  |  |  | 1-2111039-3
| Almond |  |  | 3-port |  |  |  |  | 2111038-1 | [5 empty] | Almond |  |  | 4-port |  |  |  | 2111039-1
| Black |  |  | 3-port |  |  |  |  | 2111038-2 | [5 empty] | Black |  |  | 4-port |  |  |  | 2111039-2
| Electrical Ivory |  |  | 3-port |  |  |  |  | 1-2111038-1 | [5 empty] | Electrical Ivory |  |  | 4-port |  |  |  | 1-2111039-1
| Gray |  |  | 3-port |  |  |  |  | 2111038-4 | [5 empty] | Gray |  |  | 4-port |  |  |  | 2111039-4
| Color |  |  | Ports |  |  |  |  | Material ID |  |  |  | Product Notes:
| White |  |  | 6-port |  |  |  |  | 1-2111040-3
| Almond |  |  | 6-port |  |  |  |  | 2111040-1 |  |  |  | Accepts KJ-Series Keystone outlets
| Black |  |  | 6-port |  |  |  |  | 2111040-2
| Electrical Ivory |  |  | 6-port |  |  |  |  | 1-2111040-1 |  |  |  | Includes labels and label covers
| Gray |  |  | 6-port |  |  |  |  | 2111040-4
Double-Gang (KJ-Series)
Label Covers & Labels
| Color |  |  | Ports |  |  |  |  | Material ID | [5 empty] | Color |  |  | Ports |  |  |  | Material ID
| White |  |  | 6-port |  |  |  |  | 1-2111041-3 | [5 empty] | White |  |  | 8-port |  |  |  | 1-2111042-3
| Almond |  |  | 6-port |  |  |  |  | 2111041-1 | [5 empty] | Almond |  |  | 8-port |  |  |  | 2111042-1
| Black |  |  | 6-port |  |  |  |  | 2111041-2 | [5 empty] | Black |  |  | 8-port |  |  |  | 2111042-2
| Electrical Ivory |  |  | 6-port |  |  |  |  | 1-2111041-1 | [5 empty] | Electrical Ivory |  |  | 8-port |  |  |  | 1-2111042-1
| Gray |  |  | 6-port |  |  |  |  | 2111041-4 | [5 empty] | Gray |  |  | 8-port |  |  |  | 2111042-4
| Color |  |  | Ports |  |  |  |  | Material ID |  |  |  | Product Notes:
| White |  |  | 12-port |  |  |  |  | 1-2111043-3
| Almond |  |  | 12-port |  |  |  |  | 2111043-1 |  |  |  | Accepts KJ-Series Keystone outlets
| Black |  |  | 12-port |  |  |  |  | 2111043-2
| Electrical Ivory |  |  | 12-port |  |  |  |  | 1-2111043-1 |  |  |  | Includes labels and label covers
| Gray |  |  | 12-port |  |  |  |  | 2111043-4
Jacks Keystone
Category 5e
|  |  | Color |  | Product # |  | Material ID |  |  |  | Color |  | Product # |  | Material ID |  |  |  | Instruction Library |  | UKJ-Series Outlet Installation
|  |  | Blue |  | 2291217-6 |  | KJ510 JACK-BLU |  |  |  | Green |  | 2291217-9 |  | KJ510 JACK-GRN
|  |  | Yellow |  | 2291217-8 |  | KJ510 JACK-YEL |  |  |  | Ivory |  | 1-2291217-1 |  | KJ510 JACK-E.IVY
|  |  | Gray |  | 2291217-4 |  | KJ510 JACK-GRY |  |  |  | Violet |  | 1-2291217-0 |  | KJ510 JACK-VIO
|  |  | White |  | 1-2291217-3 |  | KJ510 JACK-WHT |  |  |  | Red |  | 2291217-7 |  | KJ510 JACK-RED
|  |  | Orange |  | 2291217-5 |  | KJ510 JACK-ORG |  |  |  | Black |  | 2291217-2 |  | KJ510 JACK-BLK
|  |  | Lt. Almond |  | 2291217-1 |  | KJ510 JACK-L.ALD
Hand Termination Tool | [6 empty] | Optional Space-Limited Strain Relief | [6 empty] | Hand Termination Tool
Tool |  | Description |  |  |  |  | 1375157-1 |  |  | Strain Relief, Space-Limited |  |  |  | 569949-1 |  |  | Palm Tool, 110 Connect
1725150-6 |  | SL tool kit with lacing fixture
1725150-3 |  | SL tool kit without lacing fixture
1673956-6 zoom in Click image above to enlarge 1673956-6 zoom in Click image above to enlarge 1673956-6 |  | SL tool lacing fixture
Jacks - (Keystone)
Category 6
|  |  | Color |  | Material ID |  | Product # | [8 empty] | Instruction Library |  | UKJ-Series Outlet Installation
|  |  | Blue |  | 760237651 |  | UKJ600-BLUE
|  |  | Yellow |  | 760237656 |  | UKJ600-YEL
|  |  | Gray |  | 760237658 |  | UKJ600-GRY | [8 empty] | Hand Termination Tool
|  |  | Alpne White |  | 760237652 |  | UKJ600-A.WHT
|  |  | Orange |  | 760237655 |  | UKJ600-ORG
|  |  | Almond |  | 760237654 |  | UKJ600-L.ALD
|  |  | Elec Ivory |  | 760237659 |  | UKJ600-E.IVY
|  |  | Black |  | 760237650 |  | UKJ600-BLK
|  |  | Red |  | 760237657 |  | UKJ600-RED | [8 empty] | Tool |  |  |  | Description
|  |  | Green |  | 760237653 |  | UKJ600-GRN | [8 empty] | 1725150-6 |  |  |  | SL tool kit with lacing fixture
|  |  | Violet |  | 760237660 |  | UKJ600-VIO | [8 empty] | 1725150-3 |  |  |  | SL tool kit without lacing fixture
[16 empty] | 1673956-6 zoom in Click image above to enlarge 1673956-6 zoom in Click image above to enlarge 1673956-6 |  |  |  | SL tool lacing fixture
|  |  | Optional Space-Limited Strain Relief | [12 empty] | Hand Termination Tool
|  |  | 1375157-1 |  |  | Strain Relief, Space-Limited | [9 empty] | 569949-1 |  |  | Palm Tool, 110 Connect
Jacks - (Keystone)
Category 6A
|  |  | Color |  | Material ID |  | Product # | [8 empty] | Instruction Library |  | UNJ-Series Outlet Installation
|  |  | Blue |  | 760241164 |  | UKJ10G-BLU
|  |  | Yellow |  | 760241166 |  | UKJ10G-YEL
|  |  | Gray |  | 760241162 |  | UKJ10G-GRY | [8 empty] | Hand Termination Tool
|  |  | Alpne White |  | 760241170 |  | UKJ10G-A.WHT
|  |  | Orange |  | 760241163 |  | UKJ10G-ORG
|  |  | Almond |  | 760241160 |  | UKJ10G-L.ALD
|  |  | Elec Ivory |  | 760241169 |  | UKJ10G-E.IVY
|  |  | Black |  | 760241161 |  | UKJ10G-BLK
|  |  | Red |  | 760241165 |  | UKJ10G-RED | [8 empty] | Tool |  |  |  | Description
|  |  | Green |  | 760241167 |  | UKJ10G-GRN | [8 empty] | 1725150-6 |  |  |  | SL tool kit with lacing fixture
|  |  | Violet |  | 760241168 |  | UKJ10G-VIO | [8 empty] | 1725150-3 |  |  |  | SL tool kit without lacing fixture
[16 empty] | 1673956-6 zoom in Click image above to enlarge 1673956-6 zoom in Click image above to enlarge 1673956-6 |  |  |  | SL tool lacing fixture
Optional Space-Limited Strain Relief
Hand Termination Tool
|  |  | 1375157-1 |  |  | Strain Relief, Space-Limited
[16 empty] | 569949-1 |  |  | Palm Tool, 110 Connect
|  | Modular 24-Port | [6 empty] | Modular 48-Port | [7 empty] | Modular 24-Port Angled | [5 empty] | Modular 48-Port Angled
Product # |  | Material ID |  |  | Product # |  |  |  | Material ID |  |  | Product # |  |  |  | Material ID |  |  |  | Product # |  | Material ID
CPP-UDDM-SL-1U-24 |  | 760237040 |  |  | CPP-UDDM-SL-2U-48 |  |  |  | 760237041 |  |  | CPPA-UDDM-SL-1U-24 |  |  |  | 760237042 |  |  |  | CPPA-UDDM-SL-2U-48 |  | 760237043
CommScope Instruction Library |  |  |  | DDM Series Patch Panel Instructions
Surface Mount Boxes (KJ-Series)
| Color |  |  | Ports |  |  |  |  | Material ID | [5 empty] | Color |  |  | Ports |  |  |  | Material ID
| White |  |  | 2-port |  |  |  |  | 1-1933668-3 | [5 empty] | White |  |  | 4-port |  |  |  | 1-1933671-3
| Gray |  |  | 2-port |  |  |  |  | 1933668-4 | [5 empty] | Gray |  |  | 4-port |  |  |  | 1933668-4
| Almond |  |  | 2-port |  |  |  |  | 1933668-1 | [5 empty] | Almond |  |  | 4-port |  |  |  | 1933668-1
| Black |  |  | 2-port |  |  |  |  | 1933668-2 | [5 empty] | Black |  |  | 4-port |  |  |  | 1933671-2
| Color |  |  | Ports |  |  |  |  | Material ID |  |  |  | Product Notes:
| White |  |  | 6-port |  |  |  |  | 1-1933674-3
| Gray |  |  | 6-port |  |  |  |  | 1933674-4 |  |  |  | Cable exits located on rear, bottom, and both sides of modules.
| Almond |  |  | 6-port |  |  |  |  | 1933674-1
| Black |  |  | 6-port |  |  |  |  | 1933674-2 |  |  |  | Can be mounted using screws, double-sided foam tape, and magnets.
Magnet for Metal Surface Mounting
193377-1 | [12 empty] | 4- and 6-port versions can be mounted to both single and double gang electrical boxes.
Magnets are attached to each surface mount box using an integrated holder and are available separately
Blank Inserts (KJ-Series)
No photo available | Color |  |  | Ports |  |  |  |  | Material ID
| White |  |  | 2-port |  |  |  |  | 1-2111486-3
| Gray |  |  | 2-port |  |  |  |  | 2111486-4
| Almond |  |  | 2-port |  |  |  |  | 2111486-1
| Black |  |  | 2-port |  |  |  |  | 2111486-2

## Metals
Uniprise® Solutions | [10 empty] | MENU
[11 empty] | Cable Management (Horizontal) | [6 empty] | Cable Tray (Bends) | [6 empty] | Racks (Overhead Mini Rack)
Metals | [10 empty] | Cable Management (Vertical) | [6 empty] | Cable Tray (Dropouts)
[11 empty] | Cable Tray | [6 empty] | Racks (2-Post)
[11 empty] | Cable Tray (Accessories) | [6 empty] | Racks (4-Post)
Equipment Racks (2-Post)
7ft Aluminum 3 inch Channel - 45 RU 12-24 Tapped Rails - Black | [6 empty] | 7ft Aluminum 6 inch Channel - 45 RU 12-24 Tapped Rails - Black | [6 empty] | 7ft STEEL 3 inch Channel - 45 RU 3/8 Sq Punched Rails - Black | [6 empty] | 7ft STEEL 6 inch Channel - 45 RU 3/8 Sq Punched Rails - Black | [6 empty] | CommScope Instruction Library
|  |  | Product # | [6 empty] | Product # | [6 empty] | Product # | [6 empty] | Product #
|  |  | RK3-45A | [6 empty] | RK6-45A | [6 empty] | RK3-45S | [6 empty] | RK6-45S
|  |  | Material ID | [6 empty] | Material ID | [6 empty] | Material ID | [6 empty] | Material ID |  |  |  | 2-Post Equipment Rack Assembly Instructions
|  |  | 760082479 | [6 empty] | 760082495 | [6 empty] | 760090118 | [6 empty] | 760090134
|  |  | Loading | [6 empty] | Loading | [6 empty] | Loading | [6 empty] | Loading
|  |  | 1000 lbs | [6 empty] | 1000 lbs | [6 empty] | 1000 lbs | [6 empty] | 1000 lbs
12-24 x 1/2" Hardware Kit (qty 4 & qty 100)
|  |  | AK-VCM-HDWR-4B |  |  |  |  | AK-VCM-HDWR-100B
|  |  | 760136531 |  |  |  |  | 760136549
Overhead Mini Rack
[9 empty] | Product Notes: | [7 empty] | CommScope Instruction Library
[9 empty] | Available in 4RU & 6RU | [7 empty] | Installation on a Ladder Rack Instructions
Attach to ladder rack or basket-style tray
The overhead mini racks come with hardware to mount to ladder rack. If mounting to basket-style, a separate mounting kit is necessary
Installation on a Wire Basket Instructions
Mini Rack | [8 empty] | Mini Rack w/ Management | [8 empty] | Vertical Manager | [7 empty] | Rack-to-Wire Basket Installation Kit
4RU | 760157800 |  |  | OVRHDRACK |  |  |  |  | 4RU | 760158592 |  |  | OVRHDRACKVCM |  |  |  |  | 4RU | 760164061 |  |  | OVRHDVCM |  |  |  | 760165282
6RU | 760169581 |  |  | OVRHDRACK6U |  |  |  |  | 6RU | 760169599 |  |  | OVRHDRACKVCM6U |  |  |  |  | 6RU | 760169607 |  |  | OVRHDVCM6U |  |  |  | OVRHDRACKBSKTKIT
Horizontal Cable Management
Rack Units |  |  | Double-sided (front & rear) | [8 empty] | Single-Sided (front-only) | [8 empty] | Recommended HCM Fill Table (# of patch cords)
1RU | [6 empty] | Product # | [8 empty] | Product # |  |  |  |  | 5e |  | 5e Shielded |  | 6 | 6 Shielded |  | 6A |  | 6A Shielded
[7 empty] | HTK-19-DS-1U | [8 empty] | HTK-19-SS-1U
[7 empty] | Material ID | [8 empty] | Material ID |  |  |  |  | 41 |  | 29 |  | 32 | 23 |  | 21 |  | 20
[7 empty] | 760128843 | [8 empty] | 760072942
Rack Units |  |  | Double-sided (front & rear) | [8 empty] | Single-Sided (front-only) | [8 empty] | Recommended HCM Fill Table (# of patch cords)
2RU | [6 empty] | Product # | [8 empty] | Product # |  |  |  |  | 5e |  | 5e Shielded |  | 6 | 6 Shielded |  | 6A |  | 6A Shielded
[7 empty] | HTK-19-DS-2U | [8 empty] | HTK-19-SS-2U
[7 empty] | Material ID | [8 empty] | Material ID |  |  |  |  | 108 |  | 77 |  | 83 | 60 |  | 56 |  | 52
[7 empty] | 760128850 | [8 empty] | 760072959
Rack Units |  |  | Double-sided (front & rear) | [8 empty] | Single-Sided (front-only) | [8 empty] | Recommended HCM Fill Table (# of patch cords)
3RU | [6 empty] | Product # | [8 empty] | Product # |  |  |  |  | 5e |  | 5e Shielded |  | 6 | 6 Shielded |  | 6A |  | 6A Shielded
[7 empty] | HTK-19-DS-3U | [8 empty] | HTK-19-SS-3U
[7 empty] | Material ID | [8 empty] | Material ID |  |  |  |  | 174 |  | 125 |  | 135 | 97 |  | 90 |  | 83
[7 empty] | 760128868 | [8 empty] | 760072967
Product Notes: |  |  |  |  | The Recommended HCM Fill Table is a useful guide in determining which horizontal manager is best suited for the environment in which it will be used. However, where slack is handled, cords are doubled back and require additional space. Patching rearrangement through MAC (moves, adds, change) activity also takes additional space.
CommScope Instruction Library | [7 empty] | HTK-Type Horizontal Cable Management Kit Instructions
Vertical Cable Management
Double-sided (front & rear); Height 84" (7 ft); black | [14 empty] | Recommended VCM Fill Table (# of patch cords) | [13 empty] | Cable Management Spools
[15 empty] | Width |  | 5e |  | 5e Shielded |  | 6 |  | 6 Shielded |  | 6A | 6A Shielded
|  | Width (inches) |  |  | Product # |  |  |  |  | Material ID
|  | 6 |  |  | VCM-DS-84-6B |  |  |  |  | 760089342 |  |  |  |  | 6" |  | 241 |  | 173 |  | 187 |  | 134 |  | 125 | 116
|  | 8 |  |  | VCM-DS-84-8B |  |  |  |  | 760089359
|  | 10 |  |  | VCM-DS-84-10B |  |  |  |  | 760089367 |  |  |  |  | 8" |  | 396 |  | 284 |  | 306 |  | 220 |  | 205 | 190
|  | 12 |  |  | VCM-DS-84-12B |  |  |  |  | 760089375 | [18 empty] | Qty (2)
[15 empty] | 10" |  | 550 |  | 395 |  | 426 |  | 306 |  | 285 | 264 |  |  | CABLE-MGT-SP
|  | Parts included: | [26 empty] | 760073007
|  | Two doors | [12 empty] | 12" |  | 705 |  | 506 |  | 545 |  | 392 |  | 365 | 338
Two cable management spools (#CABLE-MGT-SP; 760073007)
Four 1/2-20 hex nuts
|  | Four 1/2-20 x 1 in hex head bolts | [12 empty] | Product Notes:
|  | Four flat washers | [12 empty] | The Recommended VCM Fill Table is a useful guide in determining which vertical manager is best suited for the environment in which it will be used. However, where slack is handled, cords are doubled back and require additional space. Patching rearrangement through MAC (moves, adds, change) activity also takes additional space.
Instruction Sheet
|  | CommScope Instruction Library |  |  |  |  | VCM-Type Vertical Cable Management Kit Installation Instructions
Single-sided (front only); Height 84" (7 ft); black | [14 empty] | Recommended VCM Fill Table (# of patch cords) | [13 empty] | Cable Management Spools
[15 empty] | Width |  | 5e |  | 5e Shielded |  | 6 |  | 6 Shielded |  | 6A | 6A Shielded
|  | Width (inches) |  |  | Product # |  |  |  |  | Material ID
|  | 6 |  |  | VCM-SS-84-6B |  |  |  |  | 760089425 |  |  |  |  | 6" |  | 241 |  | 173 |  | 187 |  | 134 |  | 125 | 116
|  | 8 |  |  | VCM-SS-84-8B |  |  |  |  | 760089433
|  | 10 |  |  | VCM-SS-84-10B |  |  |  |  | 760089441 |  |  |  |  | 8" |  | 396 |  | 284 |  | 306 |  | 220 |  | 205 | 190
|  | 12 |  |  | VCM-SS-84-12B |  |  |  |  | 760089458 | [18 empty] | Qty (2)
[15 empty] | 10" |  | 550 |  | 395 |  | 426 |  | 306 |  | 285 | 264 |  |  | CABLE-MGT-SP
|  | Parts included: | [26 empty] | 760073007
|  | One door | [12 empty] | 12" |  | 705 |  | 506 |  | 545 |  | 392 |  | 365 | 338
Two cable management spools (#CABLE-MGT-SP; 760073007)
Four 1/2-20 hex nuts
|  | Four 1/2-20 x 1 in hex head bolts | [12 empty] | Product Notes:
|  | Four flat washers | [12 empty] | The Recommended VCM Fill Table is a useful guide in determining which vertical manager is best suited for the environment in which it will be used. However, where slack is handled, cords are doubled back and require additional space. Patching rearrangement through MAC (moves, adds, change) activity also takes additional space.
Instruction Sheet
|  | CommScope Instruction Library |  |  |  |  | VCM-Type Vertical Cable Management Kit Installation Instructions
Cable Tray
Ladder Section; 10 ft Length; Black
[8 empty] | Width (inches) |  |  | Product # |  |  |  | Material ID
[8 empty] | 6" |  |  | CR-SLR-10L6W |  |  |  | 760085639
[8 empty] | 12" |  |  | CR-SLR-10L12W |  |  |  | 760085647
[8 empty] | 18" |  |  | CR-SLR-10L18W |  |  |  | 760085654
[8 empty] | 24" |  |  | CR-SLR-10L24W |  |  |  | 760085662
90 Degree Bends
90 Degree INSIDE Corner Bend | [13 empty] | 90 Degree OUTSIDE Corner Bend
|  |  | Width (inches) |  |  | Product # |  |  |  | Material ID | [6 empty] | Width (inches) |  |  | Product # |  |  |  | Material ID
|  |  | 6" |  |  | CR90ICB-6W |  |  |  | 760085670 | [6 empty] | 6" |  |  | CR90OCB-6W |  |  |  | 760086074
|  |  | 12" |  |  | CR90ICB-12W |  |  |  | 760085688 | [6 empty] | 12" |  |  | CR90OCB-12W |  |  |  | 760086082
|  |  | 18" |  |  | CR90ICB-18W |  |  |  | 760085696 | [6 empty] | 18" |  |  | CR90OCB-18W |  |  |  | 760086090
|  |  | 24" |  |  | CR90ICB-24W |  |  |  | 760085704 | [6 empty] | 24" |  |  | CR90OCB-24W |  |  |  | 760086108
90 Degree FLAT Corner Bend
|  |  | Width (inches) |  |  | Product # |  |  |  | Material ID
|  |  | 6" |  |  | CR90FCB-6W |  |  |  | 760085522
|  |  | 12" |  |  | CR90FCB-12W |  |  |  | 760085530
|  |  | 18" |  |  | CR90FCB-18W |  |  |  | 760085548
|  |  | 24" |  |  | CR90FCB-24W |  |  |  | 760085555
Accessories
Runway-to-Rack Mounting Kit | [6 empty] | Butt Splice Kit | [5 empty] | Foot Kit |  |  |  | Protective End Caps |  |  |  |  | Vertical Wall Bracket |  |  |  |  | Adjustable Butt Splice Kit
CRR2RRMK |  |  |  | Instruction Sheet |  |  | CRBSK |  |  | Instruction Sheet |  |  | CRFK |  |  |  | CRPECK |  |  |  |  | CRVWBK |  |  |  |  | CRVALS |  |  | Instruction Sheet
760084053 | [6 empty] | 760083899 | [5 empty] | 760084020 |  |  |  | 760084012 |  |  |  |  | 760084137 |  |  |  |  | 760084129
J-Bolt Mounting Kit |  |  |  |  | Ground Support Kit | [5 empty] | T-Junction Splice Kit | [5 empty] | Triangular Wall Support Bracket
[20 empty] | Width (inches) |  |  | Product # |  |  | Material ID
[20 empty] | 6" |  |  | CRTWSBK-6W |  |  | 760084087
[20 empty] | 12" |  |  | CRTWSBK-12W |  |  | 760084095
[20 empty] | 18" |  |  | CRTWSBK-18W |  |  | 760084103
CRJBMK |  |  |  |  | CRGND |  |  | Instruction Sheet |  |  | CRTJSK |  |  | Instruction Sheet | [5 empty] | 24" |  |  | CRTWSBK-24W |  |  | 760084111
760084038 |  |  |  |  | 760109124 | [5 empty] | 760084046
Retaining Post
|  |  | Wall Angle Support Kit | [18 empty] | Height |  | Product # |  | Material ID
|  |  | 6" to 12"; Black | [18 empty] | 6" |  | CRRP-6H |  | 760083972
|  |  | CR6-12WRSK |  |  |  |  | 760084145 | [13 empty] | 8" |  | CRRP-8H |  | 760083980
|  |  | 15" to 18"; Black | [18 empty] | 10" |  | CRRP-10H |  | 760083998
Instruction Sheet |  |  | CR15-18WRSK |  |  |  |  | 760084152
12" to 24"; Black
|  |  | CR12-C24WRSK |  |  |  |  | 760084160
Cable Drop Out
CRSMCRDK |  |  |  |  | CRDK-6W |  |  |  | CRDK-12W |  |  |  | CRDK-18W
760083931 |  |  |  |  | 760083949 |  |  |  | 760083956 |  |  |  | 760083964
Stringer side drop out; |  |  |  |  | Rung drop out; |  |  |  | Rung drop out; |  |  |  | Rung drop out;
Fits all sizes |  |  |  |  | 6 inch |  |  |  | 12 inch |  |  |  | 18 inch
Equipment Racks (4-Post)
7 ft Height | [14 empty] | 8 ft Height | [13 empty] | CommScope Instruction Library
[6 empty] | 29" Depth | [14 empty] | 29" Depth
[6 empty] | Product # |  |  | RK4P45-29A | [11 empty] | Product # |  |  | RK4P52-29A
[6 empty] | Material ID |  |  | 760082529 | [11 empty] | Material ID |  |  | 760082537 |  |  |  |  | Assembly Instructions
[6 empty] | 36" Depth | [14 empty] | 36" Depth
[6 empty] | Product # |  |  | RK4P45-36A | [11 empty] | Product # |  |  | RK4P52-36A
[6 empty] | Material ID |  |  | 760082560 | [11 empty] | Material ID |  |  | 760082578
[6 empty] | Product Notes: | [14 empty] | Product Notes:
[6 empty] | 12-24 tapped rails; black; aluminum; 45RU; load rating 2,000 lbs | [14 empty] | 12-24 tapped rails; black; aluminum; 52RU; load rating 2,000 lbs
12-24 x 1/2" Hardware Kit (qty 4 & qty 100)
|  |  | AK-VCM-HDWR-4B |  |  |  |  | AK-VCM-HDWR-100B
|  |  | 760136531 |  |  |  |  | 760136549

## Coax
Uniprise® Solutions |  |  |  |  | MENU
[5 empty] | RG11 | [8 empty] | RG6 Quad
Coax |  |  |  |  | RG11 Quad | [8 empty] | RG6 Outdoor
[5 empty] | RG11 Outdoor | [8 empty] | Coax Connector Inserts
RG6
RG6
Catalog # | Product | Material ID | Application | Flame Test Method |  |  | Shield Braid | Conductor |  |  | Conductor Diameter |  |  | Dielectric |  |  | O.D. (inches) |  | Packaging |  | Jacket
5730 |  | 8202603/10 | Satellite | CM; Non-Plenum |  |  | 60% AL | Copper-Clad Steel |  |  | 18 AWG Solid |  |  | Foam PE |  |  | 0.272 |  | 1000 ft Reel |  | PVC; Black
2275V |  | 4138003/10 | Video | CMP; Plenum |  |  | 60% AL | Copper-Clad Steel |  |  | 18 AWG Solid |  |  | Foam FEP |  |  | 0.239 |  | 1000 ft Reel |  | PVC; White
2276V |  | 4100903/10 | Video | CMP; Plenum |  |  | 90% AL | Copper-Clad Steel |  |  | 18 AWG Solid |  |  | Foam FEP |  |  | 0.237 |  | 1000 ft Reel |  | PVC; White
2273V |  | 4101103/10 | Video | CMP; Plenum |  |  | 90% AL | Bare Copper |  |  | 18 AWG Solid |  |  | Foam FEP |  |  | 0.237 |  | 1000 ft Reel |  | PVC; White
Environmental Ratings: CM = Communications; CMG = Communications General Purpose; CMP = Communications Plenum; CMR = Communications Riser
RG6 Quad
Catalog # | Product | Material ID | Application | Flame Test Method |  | Shield Braid |  |  | Conductor |  |  | Conductor Diameter |  |  | Dielectric |  | O.D. (inches) |  | Packaging |  | Jacket
5740 |  | 7416904/10 | Satellite | CMG; Non-Plenum |  | Quad: 60% AL inner; 40% AL outer |  |  | Copper-Clad Steel |  |  | 18 AWG Solid |  |  | Foam PE |  | 0.3 |  | 1000 ft Reel |  | PVC; Black
5740R |  | 8213304/10 | Satellite | CMR; Non-Plenum |  | Quad: 60% AL inner; 40% AL outer |  |  | Copper-Clad Steel |  |  | 18 AWG Solid |  |  | Foam PE |  | 0.3 |  | 1000 ft Reel |  | PVC; Black
5781 |  | 8223504/10 | Satellite | CMG; Non-Plenum |  | Quad: 60% AL inner; 40% AL outer |  |  | Bare Copper |  |  | 18 AWG Solid |  |  | Foam PE |  | 0.3 |  | 1000 ft Reel |  | PVC; Black
5781R |  | 4220004/10 | Satellite | CMR; Non-Plenum |  | Quad: 60% AL inner; 40% AL outer |  |  | Bare Copper |  |  | 18 AWG Solid |  |  | Foam PE |  | 0.3 |  | 1000 ft Reel |  | PVC; Black
2227V |  | 4112704/10 | Video | CMP; Plenum |  | Quad: 60% AL inner; 40% AL outer |  |  | Copper-Clad Steel |  |  | 18 AWG Solid |  |  | Foam FEP |  | 0.26 |  | 1000 ft Reel |  | PVC; White
Environmental Ratings: CM = Communications; CMG = Communications General Purpose; CMP = Communications Plenum; CMR = Communications Riser
RG6 Outdoor
Catalog # | Product | Material ID | Application | Flame Test Method |  | Shield Braid |  |  | Conductor |  |  | Conductor Diameter |  |  | Dielectric |  | O.D. (inches) |  | Packaging |  | Jacket
5738 |  | 4685203/10 | Satellite | Buried |  | 60% AL |  |  | Copper-Clad Steel |  |  | 18 AWG Solid |  |  | Foam PE |  | 0.272 |  | 1000 ft Reel |  | PE; Black
RG11
Catalog # | Product | Material ID | Application | Flame Test Method |  |  | Shield Braid |  | Conductor |  |  | Conductor Diameter |  |  | Dielectric |  | O.D. (inches) |  | Packaging |  |  | Jacket
5916 |  | 8203603/10 | Satellite | CM; Non-Plenum |  |  | 60% AL |  | Copper-Clad Steel |  |  | 14 AWG Solid |  |  | Foam PE |  | 0.395 |  | 1000 ft Reel |  |  | PVC; Black
5916R |  | 8205603/10 | Satellite | CMR; Non-Plenum |  |  | 60% AL |  | Copper-Clad Steel |  |  | 14 AWG Solid |  |  | Foam PE |  | 0.395 |  | 1000 ft Reel |  |  | PVC; Black
2285V |  | 4101403/10 | Video | CMP; Plenum |  |  | 60% Tinned Copper |  | Copper-Clad Steel |  |  | 14 AWG Solid |  |  | Foam FEP |  | 0.331 |  | 1000 ft Reel |  |  | PVC; White
Environmental Ratings: CM = Communications; CMG = Communications General Purpose; CMP = Communications Plenum; CMR = Communications Riser
RG11 Quad
Catalog # | Product | Material ID | Application | Flame Test Method |  | Shield Braid |  |  |  | Conductor |  |  | Conductor Diameter |  |  | Dielectric |  | O.D. (inches) |  | Packaging |  | Jacket
5940 |  | 7413004/10 | Video | CM; Non-Plenum |  | Quad: 60% AL inner; 40% AL outer |  |  |  | Copper-Clad Steel |  |  | 14 AWG Solid |  |  | Foam PE |  | 0.405 |  | 1000 ft Reel |  | PVC; Black
5940R |  | 8820704/10 | Satellite | CMR; Non-Plenum |  | Quad: 60% AL inner; 40% AL outer |  |  |  | Copper-Clad Steel |  |  | 14 AWG Solid |  |  | Foam PE |  | 0.28 |  | 1000 ft Reel |  | PVC; Black
2287V |  | 4101204/10 | Video | CMP; Plenum |  | Quad: 60% Tinned Copper; 50% Tinned Copper |  |  |  | Copper-Clad Steel |  |  | 14 AWG Solid |  |  | Foam FEP |  | 0.356 |  | 1000 ft Reel |  | PVC; White
Environmental Ratings: CM = Communications; CMG = Communications General Purpose; CMP = Communications Plenum; CMR = Communications Riser
RG11 Outdoor
Catalog # | Product | Material ID | Application | Flame Test Method |  | Shield Braid |  |  |  | Conductor |  |  | Conductor Diameter |  |  | Dielectric |  | O.D. (inches) |  | Packaging |  | Jacket
5917 |  | 8292903/10 | Satellite | Buried |  | 60% AL |  |  |  | Copper-Clad Steel |  |  | 14 AWG Solid |  |  | Foam PE |  | 0.395 |  | 1000 ft Reel |  | PE; Black
Coax Connector Inserts
F-Type |  | PRODUCT NOTE: | [15 empty] | M81C-Coupler |  |  | M81-266 BLANK
[18 empty] | 760199968 |  |  | 760181982
[18 empty] | ProWhite |  |  | ProWhite
No photo available
The M81C-COUPLER comes with four (4) mounting collars: white, gray, black, & ivory; fits all standard CommScope M-Series faceplates and surface mount boxes
M81C-COUPLER
108009432
BNC |  | PRODUCT NOTE: | [15 empty] | Instruction Library
50 ohm
M81 BNC-B Pass Through Connector Instruction Sheet
The M81 BNC-B COUPLER comes with four (4) mounting collars: white, gray, black, & ivory; fits all standard CommScope M-Series faceplates and surface mount boxes
M81 BNC-B COUPLER
108009424

## Powered Fiber
Powered Fiber Cable Systems | [8 empty] | MENU
[9 empty] | Solution Resources | [5 empty] | Power Supply
[9 empty] | Cable | [5 empty] | SFP
[9 empty] | Grounding | [5 empty] | Splicing
v (PFCS) v | [8 empty] | Patch Cords (OSP Copper) | [5 empty] | Split Gland
PoE Extender
Powered Fiber
Resources
[6 empty] | Video Library |  |  |  |  | Powered Fiber Cable Solution: Q & A with Ryan Chappell at SCTE Cable-Tec Expo New Orleans October 2015
Introducing the PoE Extender : Kevin Twomey January 22, 2016
CAPEX & OPEX Savings: Chris Raynor BICSO Orlando February 2016
| VIDEO: Solution Overview | [9 empty] | Powered Fiber Cable Features January 22,2016
[6 empty] | Instruction Library |  |  |  |  | PoE Distance & Voltage Calculator
COMMSCOPE Website: Landing page for Powered Fiber Cable Solution
Cable
[6 empty] | Indoor/Outdoor | [11 empty] | Outdoor | [11 empty] | Product Notes:
[6 empty] | # of Fibers |  |  | Fiber Type |  | Copper AWG |  |  | Part # |  |  |  | # of Fibers |  |  | Fiber Type |  |  | Copper AWG |  | Part #
[6 empty] | 2 |  |  | OM3 Multimode |  | 12 |  |  | PFC-302L12 |  |  |  | 2 |  |  | OM3 Multimode |  |  | 12 |  | PFC-302O12 |  |  |  | Min length is 500 meters (1,640 ft)
[6 empty] | 2 |  |  | OM3 Multimode |  | 16 |  |  | PFC-302L16 |  |  |  | 2 |  |  | OM3 Multimode |  |  | 16 |  | PFC-302O16
[6 empty] | 4 |  |  | OM3 Multimode |  | 12 |  |  | PFC-304L12 |  |  |  | 4 |  |  | OM3 Multimode |  |  | 12 |  | PFC-304O12 |  |  |  | Max Length is 8000 meters (26,240 ft)
[6 empty] | 4 |  |  | OM3 Multimode |  | 16 |  |  | PFC-304L16 |  |  |  | 4 |  |  | OM3 Multimode |  |  | 16 |  | PFC-304O16
[6 empty] | 2 |  |  | Singlemode |  | 12 |  |  | PFC-S02L12 |  |  |  | 2 |  |  | Singlemode |  |  | 12 |  | PFC-S02O12
[6 empty] | 2 |  |  | Singlemode |  | 16 |  |  | PFC-S02L16 |  |  |  | 2 |  |  | Singlemode |  |  | 16 |  | PFC-S02O16 |  |  |  | Warning:
[6 empty] | 4 |  |  | Singlemode |  | 12 |  |  | PFC-S04L12 |  |  |  | 4 |  |  | Singlemode |  |  | 12 |  | PFC-S04O12
[6 empty] | 4 |  |  | Singlemode |  | 16 |  |  | PFC-S04L16 |  |  |  | 4 |  |  | Singlemode |  |  | 16 |  | PFC-S04O16 |  |  |  | Powered fiber individual strands are 250 micron. To connectorize the fiber, the cable may need to be built up to 900 micron using a buffer tube.
[18 empty] | 12 |  |  | Singlemode |  |  | 12 |  | PFC-S12O12
[18 empty] | 12 |  |  | Singlemode |  |  | 16 |  | PFC-S12O16
[5 empty] | PFC |  | - | S |  | 0 |  |  | 2 |  |  | O |  | 1 |  |  | 2
Traditional fan-out kits will NOT fit properly inside the PoE Extender housing. Instead, use CommScope's Qwik II connectors, which come with a small black piece of buffer tubing. Another option is to cut pieces of buffer tubing from a roll of 900 micron tubing.
Optical Fiber Type
| S | Singlemode (RBR)-G657.A2/B2
| 3 | Multimode OM3 (RBR)
Fiber Count
| 2 | 2 Fiber
| 4 | 4 Fiber
| 12 | 12 Fiber
Conductor Gauge in AWG
| Jacket Type | [17 empty] | 12 | 12 AWG
| L | Indoor/outdoor application rated Riser/LSZH | [16 empty] | 16 | 16 AWG
| O | Outdoor application only Polyethylene
PoE Extender
1-Port with Universal Bracket; 60 Watt | [9 empty] | PFU |  | - | P |  | - | C | - | O |  | - | 60 |  | - | 01 |  |  |  |  | 2-Port Extender; 60 Watt
[5 empty] | Product # | [25 empty] | Product #
[10 empty] | Enclosure Plate | [15 empty] | Port Count |  |  |  |  | PFU-P-C-O-060-02
[5 empty] | PFU-P-C-O-060-01 |  |  |  |  | C | Universal Bracket | [14 empty] | 01 | 1-Port
[26 empty] | 02 | 2-Port |  |  |  | Hardware Manual
Output Power
[20 empty] | 060 |  | 60W
Indoor/Outdoor
[13 empty] | O | Outdoor
Product Notes:
[11 empty] | Environmentally sealed closure - IP67 | [5 empty] | Optical to electrical Media Conversion |  |  |  |  | Primary, secondary, and tertiary electrical protection
Warning:
CommScope has learned the single-port PoE Extender will not talk to an “old” 100meg maximum switch. However, the 2-port PoE Extender includes a jumper that caps the max speed at 100 Mb/s instead of 1Gb/s and solves this backwards-compatibility issue.
OSP Patch Cords
|  |  |  | Unshielded U/UTP | [20 empty] | Shielded F/UTP
|  |  |  | PCOSP-6U-BK |  |  |  |  | CO15542-01Fxxx |  |  |  |  | Category 6 | [10 empty] | PCOSP-6S-BK |  |  |  | CO11152-01Fxxx |  | Category 6
|  |  |  | PCOSP-6AU-BK |  |  |  |  | CO15582-01Fxxx |  |  |  |  | Category 6A | [10 empty] | PCOSP-6AS-BK |  |  |  | CO11192-01Fxxx |  | Category 6A
Product Notes: | [5 empty] | 'xxx' denotes length in feet; lengths are 5 ft to 300 ft in 5ft increments (Ex: 005 = 5 ft; 010 = 10 ft)
Recommended for outdoor applications above ground; sunlight UV-proof and water resistant (not waterproof)
Cordage used is CM-LS rated, which allows cordage to be rounted into and through the building in locations suitable for CM-rated cables.
Patch cord assembly has a temperature rating of -40oC to +60oC (-40oF to 140oF)
Split Gland
Product Notes:
COMMSCOPE recommends the use of a splilt gland for pre-assembled cables, such as the OSP patch cord, in conjunction with the PoE Extender. COMMSCOPE recommends the Heyco®-Tite Liquid Tight Cordgrips
Manufacturer |  |  | Part Number |  |  |  | Description | [9 empty] | Heyco®-Tite Liquid Tight Cordgrips DATASHEET
Heyco® |  |  | M3198GBH |  |  |  | M20 Split gland for 1-port PoE Extender
Heyco® |  |  | M4344GBH |  |  |  | M25 Split gland for 2-port PoE Extender
Power
Recommendations
Requirements: NEC Class 2 rated power supply; 100W maximum; 60Vdc maximum
Medium-to-Large deployments: recommendation is Class 2 Distribution Shelf system similar to GE Power Express Solution (GE solution is provided as a guide only)
Small deployments: recommendation is Class 2 din-rail mount single power source
Medium-to-Large Deployments
1 | [5 empty] | 2 |  |  |  | 3 | [7 empty] | 4 | [5 empty] | 5 | [6 empty] | 6
Power Express Starter Shelf Kit | [5 empty] | 8-port Modules |  |  |  | 1RU Rectifier Shelf | [7 empty] | Rectifier | [5 empty] | Power Cord for Rectifier | [6 empty] | Controller
GE part #
[10 empty] | PFP-SPS-S1 | [7 empty] | GE Part # | [12 empty] | GE part #
[10 empty] | 42Vdc to 58Vdc output | [7 empty] | PFP-SPS-1600M | [12 empty] | PFP-SPS-C1
GE Part # | [5 empty] | GE Part # |  |  |  | (Accepts up to 3 Rectifiers) | [7 empty] | (Converts AC power to DC) | [5 empty] | For 110 Circuit |  |  |  | For 220 Circuit |  |  | (Controls output of power)
PFP-PX-S1 | [5 empty] | PFP-PX-8M | [17 empty] | 10 AWG cord with L5-20P plug |  |  |  | 10 AWG cord with L6-20P plug
(Accepts up to four 8-port modules to power up to 32 PoE devices) | [5 empty] | (Powers up to eight PoE extenders)
(Power cord not included with GE Rectifier; must be hard-wired in)
Small Deployments
Meanwell #MDR-100-48 |  |  |  |  | Altech #PS-S10048 |  |  |  |  | Phoenix Contact #UNO-PS/1AC/48DC/100W; 2902996 | [7 empty] | Cotek #DN-100-48 | [5 empty] | Product Notes:
All are examples of single-source power supplies for a single PoE device
All are DIN rail mountable. Mount to 19-inch equipment rack DIN rail mounting kit
SFP
Product Notes:
| CommScope does not manufacturer or provide SFPs. | [6 empty] | Any standard SFP will work with CommScope PoE extenders | [7 empty] | If you use Cisco switches, use Cisco SFPs.
Splicing
If powered fiber cable needs splicing, the Gator 12F Splice Closure is recommended. | [18 empty] | Connectorization of fiber cable ends, CommScope Qwik II LC pre-polished connectors recommended.
Gator Splice Closure | [5 empty] | Product Notes: | [18 empty] | Multimode fiber Connectors: | Link
Part #FDSC-GATOR-12F-T | [24 empty] | Singlemode fiber Connectors: | Link
Designed to connect two flat cables containing 1 - 12 fibers
Use in above ground, below grade, or direct buried applications
Can store up to 12 fusion or mechanical splices
CommScope Instruction Library
Gator 12F Splice Closure Installation Instructions
Grounding
Run a grounding wire from the earth point lug on the Extender to ground. A 16 AWG grounding wire is recommended.
[15 empty] | 1-port PoE Extender Earth Point | [7 empty] | 2-port PoE Extender Earth Point

## Undercarpet
Undercarpet Cable System | [6 empty] | Cable | [5 empty] | Transition Boxes & Covers
Floor Preparation
Modular Jack Kits
Resources
Transition Block
Solution Resources
Video Library |  |  |  | Undercarpet Cabling Installation (30:48) | [6 empty] | Instruction Library |  |  |  | Installation Instructions | [7 empty] | Website Main Page
Floor Preparation
Floor Preparation |  |  |  | Product Notes:
8" Wide Roll |  |  |  | A yellow, vinyl material designed to protect the cable from floor moisture, chemical reaction, and abrasion in slab-on-grade or sub-grade level applications.
50 ft | 554123-3
100 ft | 554123-4 |  |  | The shield is placed over the circuit path on the concrete surface and under the cable.
250 ft | 554123-1
Hold-Down Tape |  |  |  | Product Notes:
2" Wide x 180 ft Roll |  |  |  | Use Hold-Down tape to secure cable to floor.
553481-1
Cable
Category 6 | [7 empty] | Category 5e | [7 empty] | Product Notes: |  | 4-pair |  |  |  | Unshielded |  |  | White jacket
TE610UC-WT100 |  |  | TE610UC-WT250 |  |  |  |  | TE510UC-WT100 |  |  |  | n/a
1499539-5 |  |  | 1499539-1 |  |  |  |  | 1499119-5 |  |  |  | n/a
100 ft |  |  | 250 ft |  |  |  |  | 100 ft |  |  |  | 250 ft
TOOL: |  | Cable Notcher Tool |  |  |  | Product Note: |  |  |  | A cable notcher tool must be used to cut a notch in the edge of the communications cable at turns to create a smooth radius in the cable.
1725698-1
Transition Block
Category 5e or 6 |  |  |  | Product Notes: |  |  | Used for input of round cable and output of flat undercarpet cable | [8 empty] | 110-style punchdown |  |  |  |  | Transitions up to six (6) 4-pair cables
2111682-1
Transition Boxes and Covers
Wall Boxes
Flush-Fitting Wall Frame Box | [5 empty] | Flush Mount Wall Box Kit (Box & Cover included) | [7 empty] | Surface Wall Mount Box Kit (Box & Cover included) |  |  |  |  | Surface Wall Mount Box
553739-2
Flush Fitting Wall Frame Cover | [5 empty] | 1375045-1 | [7 empty] | 1375032-1 |  |  |  |  | 1375033-1
553095-1 | [5 empty] | Size: 4.63" height x 8.98" width | [7 empty] | Size: 4.85" height x 7.40" width |  |  |  |  | Size: 4.64" height x 7.37" width
Size: 4.00" height x 5.80" width
Floor Boxes
Surface Mount Floor Cover | [5 empty] | Product Note: | [9 empty] | Double-Gang Flush Floor Outlet Box Kit | [5 empty] | Product Note:
2111420-1 | [5 empty] | Use with wall box #1375033-1 | [9 empty] | 1575130-2 | [5 empty] | The flush floor outlet box includes an outlet cover and carpet ring, but the mounting straps and outlets are available separately
Size: 1.88" height x 14.00" width | [15 empty] | Size: 2.57" height x 8.99" width
Use with power OR data, but not combo
Modular Jack Kits
Combination DCR Kit |  |  |  |  | Product Notes: | [14 empty] | Low-Profile 4-port Floor Fitting |  |  |  | Product Notes:
554142-1 | [19 empty] | 555287-1
[5 empty] | Direct-Connecting Receptacle (DCR) | [18 empty] | Accepts up to four (4) Category 5e or 6 jacks
(3 conductor Power/2-port Data); Accepts two (2) Modular Jack Brackets | [19 empty] | 4-Port Data; Accepts four (4) Modular Jack Brackets
[5 empty] | Modular Jack Bracket ordered separately | [18 empty] | Modular Jack Bracket ordered separately
Double-Gang |  |  |  |  | Modular Jack Bracket is needed to hold Category 5e or 6 SL Series Modular Jack | [18 empty] | Modular Jack Bracket is needed to hold Category 5e or 6 SL Series Modular jack
Power: 20 amp | [19 empty] | Double-Gang
Modular Jack Bracket |  |  |  |  | Category 6 SL Series Jack | [6 empty] | Category 5e SL Series Jack |  |  |  |  | SL TOOL:
1499543-1
Accepts one (1) Category 5e or 6 SL Series Modular Jack
Product Notes:
One bracket is needed for each port on a DCR & floor fitting kit (i.e. four ports requires four brackets) |  |  |  |  | Blue |  |  |  | 1375055-6 |  |  | Blue |  |  | 1375191-6
[5 empty] | Yellow |  |  |  | 1375055-8 |  |  | Yellow |  |  | 1375191-8 |  | 1725150-1
[5 empty] | Gray |  |  |  | 1375055-4 |  |  | Gray |  |  | 1375191-4 |  | Installation Instructions
[5 empty] | Alpine White |  |  |  | 1-1375055-3 |  |  | Alpine White |  |  | 1-1375191-3
[5 empty] | Orange |  |  |  | 1375055-5 |  |  | Orange |  |  | 1375191-5
[5 empty] | Black |  |  |  | 1375055-2 |  |  | Black |  |  | 1375191-2
[5 empty] | Green |  |  |  | 1375055-9 |  |  | Green |  |  | 1375191-9
[5 empty] | Elec Ivory |  |  |  | 1-1375055-1 |  |  | Elec Ivory |  |  | 1-1375191-1
[5 empty] | Violet |  |  |  | 1-1375055-0 |  |  | Violet |  |  | 1-1375191-0
[5 empty] | Red |  |  |  | 1375055-7 |  |  | Red |  |  | 1375191-7

## Discontinued
Discontinued | Replacement | This list is to help identify new part numbers for discontinued products.
6504 | CS34P
7504 | CS37P
1334940 | 760231449
1406236 | 760231456
108216128 | 760118232
108216144 | 760118257
108216151 | 760118240
760023200 | 760209965
760026245 | 760231464
760028324 | 760209940
760028332 | 760210732
760032086 | 760209957
760032094 | 760210740
760049353 | 760210757
760055467 | 760231449
760066084 | 760231449
760066332 | 760231456
760147439 | 760231449
760147447 | 760231456
760147454 | 760231464
760173682 | 760227306
760173690 | 760227314
760190769 | 760218479
760190777 | 760218461
760193763 | 760210732
760193771 | 760209940
760193847 | 760210740
760193854 | 760209957
760193870 | 760210757
760193888 | 760210757
760193896 | 760209965
760193904 | 760209940
1000G2-4U-IP-SD | SD-4U
1000G2-4U-MOD-FX | HD-4U-FX
1000G2-4U-MOD-SD | HD-4U
10G4 | CS44P
10GN4 | CS44R
360G2-1U-MOD-FX | HD-1U-FX
360G2-1U-MOD-IS | HD-1U
360G2-1U-MOD-SD | HD-1U
360G2-2U-MOD-FX | HD-2U-FX
360G2-2U-MOD-SD | HD-2U
360G2-2U-MOD-UHD | UD-2U
360G2-4U-MOD-FX | HD-4U-FX
360G2-4U-MOD-FX-16 | HD-4U-FX
360G2-4U-MOD-SD | HD-4U
360G2-4U-MOD-UHD | UD-4U
5504M | CS27P
55N4R | CS27R
600G2-1U-IP-IS | SD-1U
600G2-1U-IP-SD | SD-1U
600G2-1U-MOD-FX | HD-1U-FX
600G2-1U-MOD-SD | HD-1U
600G2-2U-IP-SD | SD-2U
600G2-2U-MOD-FX | HD-2U-FX
600G2-2U-MOD-SD | HD-2U
65N4 | CS34R
75N4 | CS37R
M14CE-003 | M14CE-E-003
M14CE-246 | M14CE-E-246
M14CE-262 | M14CE-E-262
RFE-SLC-IS-EMT-BK/1U-PNL | SD-1U
RFE-SLC-IS-EMT-BK/2U-PNL | SD-2U
RFE-SLC-IS-EMT-BK/4U-PNL | SD-4U
RFE-SLC-IS-EMT-BK/4U-PNL | SD-4U
RMG-1000-000B | SD-1U
RMG-1000-000B | SD-1U
RMG-2000-000B | SD-2U
RMG-2000-000B | SD-2U
TE610P | CS34P
TE610P | CS34P
TE610R | CS34R
TE610R | CS34R
TE620P | CS37P
TE620P | CS37P
TE620R | CS37R
TE620R | CS37R
TE640P | CS44P
TE640P | CS44P
TE640R | CS44R
TE640R | CS44R
UHD-2U | UD-2U-FX
UHD-2U | UD-2U-FX
UHD-4U | UD-4U-FX
UHD-4U | UD-4U-FX